## PrutSiretHydromorph by Arrays
ANNEX 13 (M5.3.2, M5.3.3). Full list of measures in the Prut and Siret sub-basins
№ | SWMI | Subproblem | Measure (according to the Resolution of the CMU No. 336) | Type of measure (according to the EU WFD KTM) | Name of the measure | Description of the measure | Technical description | Entity | Restoring the damage caused by the war | The measure is included in the Recovery Plan of Ukraine | Number of people affected by the measure | River basin | Sub-basin | Oblast | District | Territorial community | GWB or category of SWB | SWB/GWB code | Assessment of the risk of not achieving good status of the SWB/GWB | Ecological status of the SWB or quantitative status of the GWB | Chemical status of the SWB or GWB | Protected area | Unit of measurement | [5 empty] | Number of units | [5 empty] | Cost of investment per unit | Total cost of investment | Unit cost of operation and maintenance | Total cost of operation and maintenance | Total cost of the measure | Indicate the date on which the calculations were made in columns 24-28 | Programme | Sources of funding | Body/organisation responsible for implementation | Implementation period | Priority | Comments, sources of information | Who proposed the measure | When the measure is proposed
[9 empty] | Yes / No | Yes / No | thousands of people | [7 empty] | At risk / No risk |  |  |  | thousand m3/day | m3 | km | ha | tonnes | others | thousand m3/day | m3 | km | ha | tonnes | others | million UAH | million UAH | million UAH | million UAH | million UAH |  |  |  |  | years
| 1 | 2 | 3 | 4 | 5 | 6 | 7 | 8 | 9 | 10 | 11 | 12 | 13 | 14 | 15 | 16 | 17 | 18 | 19 | 20 | 21 | 22 | 23 | [5 empty] | 24 | [5 empty] | 25 | 26 | 27 | 28 | 29 | 30 | 31 | 32 | 33 | 34 | 35 | 36 | 37 | 38
MAIN MEASURES
1 | 1, 2, 3 | - | 8.1.1.,8.1.2.,8.1.3. | 1, 4, 15, 21 | Reconstruction of sewage treatment facilities in Vorokhta, 31 Hoverlyanska St. Vorokhtyanska community Nadvirna district, Ivano-Frankivsk region | General mandatory data on the STP operator: 1.Balance holder: State Enterprise "Vorokhtya Highland Training and Sports Base "Zaroslyak" 2.EDRPOU code: 20549521 3.Water user code: 260281 4. Information on the operation of the WTP (01.01.2023) Waste water discharged per year, thousand cubic metres in total: 4.5 - without treatment: 0 - insufficiently treated - 0 - normatively clean (without treatment): 0 - normatively treated at treatment facilities: 4.5 - biological treatment: - Physical and chemical treatment: 0 - mechanical: 0 - capacity of treatment facilities after treatment from which waste water is discharged into water bodies: 16.4 including those that provide regulatory treatment: 0 - capacity of treatment facilities, after treatment of which wastewater is discharged to irrigation fields, filtration fields, storage tanks and cesspools: 0 | 1. Number of sewage treatment systems (STS) - actual - 1 - plan - 1 2. Method of wastewater treatment - actual - MECH (1)/BIO (2) - plan - MECH(1)/BIO(2)/. 3. Capacity of the facilities after which wastewater is discharged to the STP - actual - 0.045 thousand m3/day (0.0164 million m3/year) - plan - 0.045 thousand m3/day (0.0164 million m3/year) 4. Residual sludge (sludge) - actual - untreated (storage) - plan - treatment (partial processing) 5. Stormwater drainage (SWD) - collector-drainage water (rain and melt) - fact - absent - plan - treatment of stormwater drainage system 6. Climate neutrality - fact - outdated pumping equipment is used - plan - replacement of equipment, installation of modern energy-saving equipment | "Vorokhtya Highland Training and Sports Base "Zaroslyak" | no | no | 2.2 | M5.3 Danube River Basin Region | M5.3.2 Prut River sub-basin | Ivano-Frankivsk | Nadvirnianskyi | Vorokhtyanskaya | Prut River | UA_M5.3.2_0001 | possibly at risk | Not defined | Not defined | Carpathian National Nature Park | х | [5 empty] | 0.045 | [5 empty] | 32 | 1.44 |  |  | 1.44 | 2023 р. | The Drinking Water of Ukraine Programme, the Programme "Protection of the environment in Ivano-Frankivsk oblast". Environment Protection of Ivano-Frankivsk Region until 2025", | state, local budgets, other budgets not prohibited by law | SE "Vorokhtya Highland Training and Sports Base "Zaroslyak" | 2025-2030 | average | There is no design and construction project, an approximate calculation was made (expert opinion) | SE "Vorokhtya Highland Training and Sports Base "Zaroslyak" | 2023 р.
2 | 1, 2, 3 |  | 8.1.1., 8.1.2., 8.1.3 | 1, 4, 15, 21 | Construction of sewage treatment plants and drainage networks in Yablunytsia village, Polyanitska community, Ivano-Frankivsk region | General (mandatory) data about the STP operator: 1. Balance holder: Polyanytsia village council 2. EDRPOU code: 25596005 3. Water user code: not available 4. Information on the operation of the STP (as of 01.01.2023) discharged waste water per year, thousand cubic metres - total: 0 - without treatment: 0 - insufficiently treated: 0 - normatively clean (without purification): 0 - normatively treated at treatment plants: 0 - biological treatment: 0 - physical and chemical treatment: 0 - mechanical: 0 - capacity of treatment facilities, after which the waste water is discharged into water bodies: 0 including those that provide regulatory treatment: 0 capacity of treatment facilities, after treatment of which return (waste) water is discharged to irrigation fields, terrain, filtration fields, storage tanks and cesspools: 0 | 1. Number of sewage treatment systems (STS): - actual - 0 - plan - 1 2. Method of wastewater treatment - actual - none - plan - MECH (1)/BIO (2) 3. Capacity of facilities after which wastewater is discharged to the surface water body (SWB) - actual - 0 thousand m3/day (0 million m3/year) - plan - 0.6 thousand m3/day (0.219 million m3/year) 4. Residual sediment (sludge) - actual - none - plan - treatment (partial recycling) 5. Stormwater drainage (SW) - collector-drainage water (rain and melt) - fact - absent - plan - treatment of stormwater drainage system 6. Access to sanitation (connection of the population to the SSS (%) number of subscribers (population) of the territorial community (TC) - actual - 0 % / 0 thousand people - plan - 100%/2.4 thousand people 7. Climate neutrality - plan - installation of modern energy-saving equipment | Polianytsia village council | no | no | 2.4 | M5.3 Danube River Basin Region | M5.3.2 Prut River sub-basin | Ivano-Frankivsk | Nadvirnianskyi | Polyanitskaya | Prut River | UA_M5.3.2_0001 | possibly at risk | Not defined | Not defined | Carpathian National Nature Park | х | [5 empty] | 0.6 | [5 empty] | 32 | 19.2 |  |  | 19.2 | 2023 | Drinking Water of Ukraine Programme | state, local budgets, other budgets not prohibited by law | Polyanytska community | 2025-2030 | average | No design and construction project Estimated calculations (expert opinion) | Polyanytska community | 2023 р.
3 | 1, 2, 3 | - | 8.1.1., 8.1.2., 8.1.3 | 1, 4, 15, 21 | Construction of sewage treatment plants and drainage networks in Vorokhta village Vorokhtyanska community Nadvirna district, Ivano-Frankivsk region | General (mandatory) data on the STP operator: 1. Balance holder: Municipal utility company 2. EDRPOU code: 32356196 3. Water user code: 260759 4. Information on the operation of the WTP (as of 01.01.2023) discharged waste water per year, thousand cubic metres - total: 16,0 - without treatment: 0 - insufficiently treated: 0 - normatively clean (without purification): 0 - normatively treated at treatment plants: 16,0 - biological treatment: 16,0 - physical and chemical treatment: 0 - mechanical - 0 - capacity of treatment facilities that discharge waste water into water bodies after treatment: 36.5 including those that provide regulatory treatment: 0 capacity of treatment facilities, after treatment of which waste water is discharged to irrigation fields, terrain, filtration fields, storage tanks and cesspools: 0 | 1. Number of sewage treatment systems (STS) : - actual - 1 - plan - 1 2. Method of wastewater treatment - actual - MECH (1)/BIO (2) - plan - MECH (1)/BIO (2) 3. Capacity of the facilities after which wastewater is discharged to the STP - actual - 0.1 thousand m3/day (0.0365 million m3/year) - plan - 1.1 thousand m3/day (0.401 million m3/year) 4. Residual sludge (sludge) - actual - untreated (storage) - plan - treatment (partial processing) 5. Stormwater drainage (SWD) - collector-drainage water (rain and melt) - fact - MECH (1) - plan - additional treatment of CS/ MECH(1)/BIO(2) 6. Access to sanitation (connection of the population to the SSS (%) number of subscribers (population) of the territorial community (TC) - actual - 100%/4.24 thousand people - plan - 100%/4.24 thousand people 7. Climate neutrality - actual - use of outdated pumping equipment - plan - replacement of equipment, installation of modern energy-saving equipment | Village utility company | no | no | 4.24 | M5.3 Danube River Basin Region | M5.3.2 Prut River sub-basin | Ivano-Frankivsk | Nadvirnianskyi | Vorokhtyanskaya | Prut River | UA_M5.3.2_0003 | not at risk | Not defined | Not defined | Carpathian National Nature Park | х | [5 empty] | 1.1 | [5 empty] | 30.84 | 33.92 |  |  | 33.92 | 2023 | Drinking Water of Ukraine Programme | state, local budgets, other budgets not prohibited by law | Vorokhtyanskaya community | 2025 | average | There is no design and construction project, approximate calculations have been made (expert opinion) | BUVR of the Prut and Siret | 2023 р.
4 | 1, 2, 3 | - | 8.1.1., 8.1.2., 8.1.3 | 1, 4, 15, 21 | Construction of wastewater treatment facilities and sewage networks in Yaremche. Yaremche Yaremche community Nadvirna district Ivano-Frankivsk region | General mandatory data on the STP operator: 1.Balance holder: Production Department of Water Supply and Sewerage 2.EDRPOU code: 30280534 3.Water user code: 260209 4. Information on the operation of the WSS (01.01.2023) Wastewater discharged per year thousand m3 in total: 178.9 - without treatment: 0 - normatively clean (without treatment): 0 - normatively treated at treatment plants: 178.9 - biological treatment: 178.9 - physical and chemical treatment: 0 - mechanical: 0 - capacity of treatment facilities after treatment from which waste water is discharged into water bodies: 438.0 including those that provide regulatory treatment: - - capacity of treatment facilities after which wastewater is discharged to irrigation fields, filtration fields, storage tanks and cesspools: 0 | 1. Number of sewage treatment systems (STS) - actual - 1 - plan - 1 2. Method of wastewater treatment - actual - MECH (1)/BIO (2) - plan - MECH (1)/BIO (2)/TRO (3) 3. Capacity of facilities after which wastewater is discharged to the STP - actual - 1.2 thousand m3/day (0.438 million m3/year) - plan - 2.0 thousand m3/day (0.730 million m3/year) 4. Residual sludge (sludge) - actual - untreated (storage) - plan - treatment (partial processing) 5. Storm sewerage (CS) - collector-drainage water (rain and melt) - actual - mechanical / MECH (1) - plan - additional treatment of the stormwater / MECH (1)/BIO (2) 6. Access to sanitation (connection of the population to the SSS (%) number of subscribers (population) of the territorial community (TC) - actual - 35.0%/8,044 thousand people - plan - 86.0% / 20.0 thousand people 7. Climate neutrality - actual - use of outdated pumping equipment - plan - replacement of equipment, installation of modern energy-saving equipment | Production Department of Water Supply and Sewerage Services | no | no | 20 | M5.3 Danube River Basin Region | M5.3.2 Prut River sub-basin | Ivano-Frankivsk | Nadvirnianskyi | Yaremche | Prut River | UA_M5.3.2_0004 | at risk | Not defined | Not defined | Carpathian National Nature Park | х | [5 empty] | 2 | [5 empty] | 68 | 136 |  |  | 136 | 2022 | Drinking Water of Ukraine Programme | state, local budgets, other budgets not prohibited by law | Construction Management Department of Ivano-Frankivsk Regional State Administration | 2025 | average | There is no design and construction project, approximate calculations have been made (expert opinion) | Yaremche community | 2023 р.
5 | 1, 2, 3 | - | 8.1.1., 8.1.2., 8.1.3 | 1, 4, 15, 21 | Construction of sewage treatment plants and drainage networks in the village of Mykulychyn Yaremche community Nadvirna district, Ivano-Frankivsk region | General (mandatory) data on the STP operator: 1. Balance holder: SCP "Dobrobut M" 2. EDRPOU code: 38335716 3. Water user code: not available 4. Information on the operation of the STP (as of 01.01.2023) discharged waste water per year, thousand cubic metres - total: 0 - without treatment: 0 - insufficiently treated: 0 - normatively clean (without purification): 0 - normatively treated at treatment plants: 0 - biological treatment: 0 - physical and chemical treatment: 0 - mechanical: 0 - capacity of treatment facilities, after which the waste water is discharged into water bodies: 0.0 thousand cubic metres including those that provide regulatory treatment: 0 capacity of treatment facilities, after treatment of which return (waste) water is discharged to irrigation fields, terrain, filtration fields, storage tanks and cesspools: 0 | 1. Number of sewage treatment systems (STS): - actual - 0 - plan - 1 2. Method of wastewater treatment - actual - none - plan - MECH (1) / BIO (2) 3. Capacity of facilities after which wastewater is discharged to the surface water body (SWB) - actual - 0 thousand m3/day (0 million m3/year) - plan - 1.0 thousand m3/day (0.365 million m3/year) 4. Residual sediment (sludge) - fact - not available - plan - treatment (partial recycling) 5. Stormwater drainage (SW) - collector-drainage water (rain and melt) - fact - not available - plan - treatment of storm water drainage system 6. Access to sanitation (connection of the population to the SSS (%) number of subscribers (population) of the territorial community (TC) - actual - 0 / 0 thousand people - plan - 100 % / 4.0 thousand people 7. Climate neutrality - plan - installation of modern energy-saving equipment | Dobrobut M Insurance Company | no | no | 4 | M5.3 Danube River Basin Region | M5.3.2 Prut River sub-basin | Ivano-Frankivsk | Nadvirnianskyi | Yaremche | Prut River | UA_M5.3.2_0004 | at risk | Not defined | Not defined | Carpathian National Nature Park | х | [5 empty] | 1 | [5 empty] | 32 | 32 |  |  | 32 | 2021 | Programme "Drinking Water of Ukraine", letter of Yaremche City Council dated 28.09.2022 No. 1843/01-57/03 | state, local budgets, other budgets not prohibited by law | Dobrobut M Insurance Company | 2025-2027 | average | There is no design and construction project, approximate calculations have been made (expert opinion) | Yaremche community | 2022 р.
6 | 1, 2, 3 |  | 8.1.1., 8.1.2., 8.1.3 | 1, 4, 15, 21 | Construction of sewage treatment plants and drainage networks in Zarichchya village, Delyatynska community, Nadvirna district, Ivano-Frankivsk region | General (mandatory) data about the STP operator: 1. Balance sheet holder: Delyatyn village council 2. EDRPOU code: 04354539 3. Water user code: not available 4. Information on the operation of the STP (as of 01.01.2023) discharged waste water per year, thousand cubic metres - total: 0 - without treatment: 0 - insufficiently treated: 0 - normatively clean (without purification): 0 - normatively treated at treatment plants: 0 - biological treatment: 0 - physical and chemical treatment: 0 - mechanical: 0 - capacity of treatment facilities, after which the waste water is discharged into water bodies: 0 including those that provide regulatory treatment: 0 capacity of treatment facilities, after treatment of which return (waste) water is discharged to irrigation fields, terrain, filtration fields, storage tanks and cesspools: 0 | 1. Number of sewage treatment systems (STS): - actual - 0 - plan - 1 2. Method of wastewater treatment - actual - none - plan - MECH (1)/BIO (2) 3. Capacity of facilities after which wastewater is discharged to the surface water body (SWB) - actual - 0 thousand m3/day (0 million m3/year) - plan - 1.0 thousand m3/day (0.365 million m3/year) 4. Residual sediment (sludge) - actual - none - plan - treatment (partial recycling) 5. Stormwater drainage (SW) - collector-drainage water (rain and melt) - fact - absent - plan - treatment of storm water drainage system 6. Access to sanitation (connection of the population to the SSS (%) number of subscribers (population) of the territorial community (TC) - actual - 0 % / 0 thousand people - plan - 100%/4.0 thousand people 7. Climate neutrality - plan - installation of modern energy-saving equipment | Delyatyn village council | no | no | 4 | M5.3 Danube River Basin Region | M5.3.2 Prut River sub-basin | Ivano-Frankivsk | Nadvirnianskyi | Deliatynska | Prut River | UA_M5.3.2_0004 | at risk | Not defined | Not defined | Carpathian National Nature Park | х | [5 empty] | 1 | [5 empty] | 32 | 32 |  |  | 32 | 2023 | Drinking Water of Ukraine Programme | state, local budgets, other budgets not prohibited by law | Delyatynska community | 2025-2030 | average | There is no design and construction project, approximate calculations have been made (expert opinion) | BUVR of the Prut and Siret | 2023 р.
7 | 1, 2, 3 |  | 8.1.1., 8.1.2., 8.1.3 | 1, 4, 15, 21 | Construction of sewage treatment plants and water disposal networks in Chornyi Potik village, Delyatynska community, Nadvirna district, Ivano-Frankivsk region | General (mandatory) data about the STP operator: 1. Balance sheet holder: Delyatyn village council 2. EDRPOU code: 04354539 3. Water user code: not available 4. Information on the operation of the STP (as of 01.01.2023) discharged waste water per year, thousand cubic metres - total: 0 - without treatment: 0 - insufficiently treated: 0 - normatively clean (without purification): 0 - normatively treated at treatment plants: 0 - biological treatment: 0 - physical and chemical treatment: 0 - mechanical: 0 - capacity of treatment facilities, after which the waste water is discharged into water bodies: 0 including those that provide regulatory treatment: 0 capacity of treatment facilities, after treatment of which return (waste) water is discharged to irrigation fields, terrain, filtration fields, storage tanks and cesspools: 0 | 1. Number of sewage treatment systems (STS): - actual - 0 - plan - 1 2. Method of wastewater treatment - actual - none - plan - MECH (1)/BIO (2) 3. Capacity of facilities after which wastewater is discharged to the surface water body (SWB) - actual - 0 thousand m3/day (0 million m3/year) - plan - 0.75 thousand m3/day (0.274 million m3/year) 4. Residual sediment (sludge) - actual - none - plan - treatment (partial recycling) 5. Stormwater drainage (SW) - collector-drainage water (rain and melt) - fact - absent - plan - treatment of storm water drainage system 6. Access to sanitation (connection of the population to the SSS (%) number of subscribers (population) of the territorial community (TC) - actual - 0 % / 0 thousand people - plan - 100%/3.0 thousand people 7. Climate neutrality - plan - installation of modern energy-saving equipment | Delyatyn village council | no | no | 3 | M5.3 Danube River Basin Region | M5.3.2 Prut River sub-basin | Ivano-Frankivsk | Nadvirnianskyi | Deliatynska | unnamed page, right tributary of the Prut River | UA_M5.3.2_0004 | at risk | Not defined | Not defined | Carpathian National Nature Park | х | [5 empty] | 0.75 | [5 empty] | 32 | 24 |  |  | 24 | 2023 | Drinking Water of Ukraine Programme | state, local budgets, other budgets not prohibited by law | Delyatynska community | 2025-2030 | average | There is no design and construction project, approximate calculations have been made (expert opinion) | BUVR of the Prut and Siret | 2023 р.
8 | 1, 2, 3 |  |  | 1, 4, 15, 21 | Construction of sewage treatment plants and drainage networks in Sadzhavka village, Kolomyia community, Kolomyia district, Ivano-Frankivsk region | General (mandatory) data about the STP operator: 1. Balance sheet holder: Kolomyia City Council 2. EDRPOU code: 04054334 3. Water user code: not available 4. Information on the operation of the STP (as of 01.01.2023) discharged waste water per year, thousand cubic metres - total: 0 - without treatment: 0 - insufficiently treated: 0 - normatively clean (without purification): 0 - normatively treated at treatment plants: 0 - biological treatment: 0 - physical and chemical treatment: 0 - mechanical: 0 - capacity of treatment facilities, after which the waste water is discharged into water bodies: 0 including those that provide regulatory treatment: 0 capacity of treatment facilities, after treatment of which return (waste) water is discharged to irrigation fields, terrain, filtration fields, storage tanks and cesspools: 0 | 1. Number of sewage treatment systems (STS): - actual - 0 - plan - 1 2. Method of wastewater treatment - actual - none - plan - MECH (1)/BIO (2) 3. Capacity of facilities after which wastewater is discharged to the surface water body (SWB) - actual - 0 thousand m3/day (0 million m3/year) - plan -1.2 thousand m3/day (0.438 million m3/year) 4. Residual sediment (sludge) - actual - none - plan - treatment (partial recycling) 5. Stormwater drainage (SW) - collector-drainage water (rain and melt) - fact - absent - plan - treatment of storm water drainage system 6. Access to sanitation (connection of the population to the SSS (%) number of subscribers (population) of the territorial community (TC) - actual - 0 % / 0 thousand people - plan - 100%/4.8 thousand people 7. Climate neutrality - plan - installation of modern energy-saving equipment | Kolomyia City Council | no | no | 4.8 | M5.3 Danube River Basin Region | M5.3.2 Prut River sub-basin | Ivano-Frankivsk | Kolomyisky | Kolomyia | Prut River | UA_M5.3.2_0005 | at risk | Not defined | Not defined |  | х | [5 empty] | 1.2 | [5 empty] | 32 | 38.4 |  |  | 38.4 | 2023 | Drinking Water of Ukraine Programme | state, local budgets, other budgets not prohibited by law | Kolomyia community | 2025-2030 | average | The following villages will be connected to the WSC: Ivanivtsi, Velykyi Sadzhavka No design project available Approximate calculations made (expert opinion) | Kolomyia community | 2023 р.
9 | 1, 2, 3 |  | 8.1.1., 8.1.2., 8.1.3 | 1, 4, 15, 21 | Construction of sewage treatment plants and drainage networks in Lanchyn village, Lanchyn community, Nadvirna district, Ivano-Frankivsk region | General (mandatory) data about the STP operator: 1. Balance sheet holder: Lanchyn village council 2. EDRPOU code: 04354545 3. Water user code: not available 4. Information on the operation of the STP (as of 01.01.2023) discharged waste water per year, thousand cubic metres - total: 0 - without treatment: 0 - insufficiently treated: 0 - normatively clean (without purification): 0 - normatively treated at treatment plants: 0 - biological treatment: 0 - physical and chemical treatment: 0 - mechanical: 0 - capacity of treatment facilities, after which the waste water is discharged into water bodies: 0 including those that provide regulatory treatment: 0 capacity of treatment facilities, after treatment of which return (waste) water is discharged to irrigation fields, terrain, filtration fields, storage tanks and cesspools: 0 | 1. Number of sewage treatment systems (STS): - actual - 0 - plan - 1 2. Method of wastewater treatment - actual - none - plan - MECH (1)/BIO (2)/TRO (3) 3. Capacity of facilities after which wastewater is discharged to the surface water body (SWB) - actual - 0 thousand m3/day (0 million m3/year) - plan - 2.65 thousand m3/day (0.967 million m3/year) 4. Residual sediment (sludge) - actual - none - plan - treatment (partial recycling) 5. Stormwater drainage (SW) - collector-drainage water (rain and melt) - fact - absent - plan - treatment of storm water drainage system 6. Access to sanitation (connection of the population to the SSS (%) number of subscribers (population) of the territorial community (TC) - actual - 0 % / 0 thousand people - plan - 100%/10.6 thousand people 7. Climate neutrality - plan - installation of modern energy-saving equipment | Lanchyn village council | no | no | 10.6 | M5.3 Danube River Basin Region | M5.3.2 Prut River sub-basin | Ivano-Frankivsk | Nadvirnianskyi | Lanchynska | Prut River | UA_M5.3.2_0005 | at risk | Not defined | Not defined |  | х | [5 empty] | 2.65 | [5 empty] | 72 | 190.8 |  |  | 190.8 | 2023 | Drinking Water of Ukraine Programme | state, local budgets, other budgets not prohibited by law | Lanchynska community | 2025-2030 | average | The following villages will be connected to the OSS: vill. Lanchyn village, Dobrotiv village No project design is available Approximate calculations have been made (expert opinion) | BUVR of the Prut and Siret | 2023 р.
10 | 1, 2, 3 | - | 8.1.1., 8.1.2., 8.1.3 | 1, 4, 15, 21 | Reconstruction of wastewater treatment facilities and sewage networks in Kolomyia. Kolomyia Kolomyia community Kolomyia district Ivano-Frankivsk region | General (mandatory) data about the STP operator: 1. Balance sheet holder: Kolomyia Vodokanal Municipal Enterprise 2. EDRPOU code: 32148690 3. Water user code: 260155 4. Information on the operation of the STP (as of 01.01.2023) discharged waste water per year, thousand cubic metres - total: 5740,7 - without treatment: 0 - insufficiently treated: 0 - normatively clean (without purification): 0 - normatively treated at treatment plants: 5740,7 - biological treatment: 5740,7 - physical and chemical treatment: 0 - capacity of treatment facilities, after which the waste water is discharged into water bodies: 6500,0 including those that provide regulatory treatment:- - capacity of treatment facilities, after treatment of which wastewater is discharged to irrigation fields, filtration fields, storage tanks and cesspools:0 | 1. Number of sewage treatment systems (STS) - actual - 1 - plan - 1 2. Method of wastewater treatment - actual - MECH (1)/BIO (2) - plan - MECH (1)/BIO (2)/TRO (3) 3. Capacity of facilities after which wastewater is discharged to the STP - actual - 17.8 thousand m3/day (6.5 million m3/year) - plan - 19.0 thousand m3/day (6.935 million m3/year) 4. Residual sludge (sludge) - actual - untreated (storage) - plan - treatment (partial processing) 5. Stormwater drainage (SWD) - collector-drainage water (rain and melt) - fact - mechanical /MEH(1) - plan - additional treatment of stormwater / mechanical (1) / biological (2) 6. Access to sanitation (connection of the population to the KOS (%) number of subscribers (population) of the territorial community (TC) - actual - 70.5%/43.7 thousand people - plan - 90%/55.8 thousand people 7. Climate neutrality - actual - use of outdated pumping equipment - plan - replacement of equipment, installation of modern energy-saving equipment | Kolomyiavodokanal Utility Company | no | no | 55.8 | M5.3 Danube River Basin Region | M5.3.2 Prut River sub-basin | Ivano-Frankivsk | Kolomyisky | Kolomyia | Prut River | UA_M5.3.2_0006 | not at risk | Not defined | Not defined |  | х | [5 empty] | 19 | [5 empty] | 2.13 | 40.516 | 2.9 | 55.02 | 95.536 | 2022 | Drinking Water of Ukraine ProgrammeThe Ivano-Frankivsk Oblast Environmental Protection Programme until 2025 | state, local budgets, other budgets not prohibited by law | Kolomyia Vodokanal, Kolomyia community | 2025 | 1 (high) | Approximate calculations have been made (expert opinion) | Kolomyiavodokanal KP Kolomyia community | 2023 р.
11 | 1, 2, 3 |  | 8.1.1., 8.1.2., 8.1.3 | 1, 4, 15, 21 | Construction of sewage treatment plants and drainage networks in Illintsi village Zabolotivska community, Kolomyia district, Ivano-Frankivsk region | General (mandatory) data about the STP operator: 1. Balance sheet holder: Zabolotivka village council 2. EDRPOU code: 04355355 3. Water user code: not available 4. Information on the operation of the STP (as of 01.01.2023) discharged waste water per year, thousand cubic metres - total: 0 - without treatment: 0 - insufficiently treated: 0 - normatively clean (without purification): 0 - normatively treated at treatment plants: 0 - biological treatment: 0 - physical and chemical treatment: 0 - mechanical: 0 - capacity of treatment facilities, after which the waste water is discharged into water bodies: 0 including those that provide regulatory treatment: 0 capacity of treatment facilities, after treatment of which return (waste) water is discharged to irrigation fields, terrain, filtration fields, storage tanks and cesspools: 0 | 1. Number of sewage treatment systems (STS): - actual - 0 - plan - 1 2. Method of wastewater treatment - actual - none - plan - MECH (1)/BIO (2) 3. Capacity of facilities after which wastewater is discharged to the surface water body (SWB) - actual - 0 thousand m3/day (0 million m3/year) - plan - 0.6 thousand m3/day (0.219 million m3/year) 4. Residual sediment (sludge) - actual - none - plan - treatment (partial recycling) 5. Stormwater drainage (SW) - collector-drainage water (rain and melt) - fact - absent - plan - treatment of storm water drainage system 6. Access to sanitation (connection of the population to the SSS (%) number of subscribers (population) of the territorial community (TC) - actual - 0 % / 0 thousand people - plan - 100%/2.4 thousand people 7. Climate neutrality - plan - installation of modern energy-saving equipment | Zabolotivka village council | no | no | 2.4 | M5.3 Danube River Basin Region | M5.3.2 Prut River sub-basin | Ivano-Frankivsk | Kolomyisky | Zabolotovskaya | Prut River | UA_M5.3.2_0006 | not at risk | Not defined | Not defined |  | х | [5 empty] | 0.6 | [5 empty] | 32 | 19.2 |  |  | 19.2 | 2023 | Drinking Water of Ukraine Programme | state, local budgets, other budgets not prohibited by law | Zabolotivska community | 2025-2030 | average | There is no design and construction project, approximate calculations have been made (expert opinion) | Zabolotivska community | 2023 р.
12 | 1, 2, 3 |  | 8.1.1., 8.1.2., 8.1.3 | 1, 4, 15, 21 | Construction of sewage treatment plants and drainage networks in Oleshkiv village Zabolotivska community, Kolomyia district, Ivano-Frankivsk region | General (mandatory) data about the STP operator: 1. Balance sheet holder: Zabolotivka village council 2. EDRPOU code: 04355355 3. Water user code: not available 4. Information on the operation of the STP (as of 01.01.2023) discharged waste water per year, thousand cubic metres - total: 0 - without treatment: 0 - insufficiently treated: 0 - normatively clean (without purification): 0 - normatively treated at treatment plants: 0 - biological treatment: 0 - physical and chemical treatment: 0 - mechanical: 0 - capacity of treatment facilities, after which the waste water is discharged into water bodies: 0 including those that provide regulatory treatment: 0 capacity of treatment facilities, after treatment of which return (waste) water is discharged to irrigation fields, terrain, filtration fields, storage tanks and cesspools: 0 | 1. Number of sewage treatment systems (STS): - actual - 0 - plan - 1 2. Method of wastewater treatment - actual - none - plan - MECH (1)/BIO (2) 3. Capacity of facilities after which wastewater is discharged to the surface water body (SWB) - actual - 0 thousand m3/day (0 million m3/year) - plan - 0.75 thousand m3/day (0.274 million m3/year) 4. Residual sediment (sludge) - actual - none - plan - treatment (partial recycling) 5. Stormwater drainage (SW) - collector-drainage water (rain and melt) - fact - absent - plan - treatment of storm water drainage system 6. Access to sanitation (connection of the population to the SSS (%) number of subscribers (population) of the territorial community (TC) - actual - 0 % / 0 thousand people - plan - 100%/3.0 thousand people 7. Climate neutrality - plan - installation of modern energy-saving equipment | Zabolotivka village council | no | no | 3 | M5.3 Danube River Basin Region | M5.3.2 Prut River sub-basin | Ivano-Frankivsk | Kolomyisky | Zabolotovskaya | Prut River | UA_M5.3.2_0006 | not at risk | Not defined | Not defined |  | х | [5 empty] | 0.75 | [5 empty] | 32 | 24 |  |  | 24 | 2023 | Drinking Water of Ukraine Programme | state, local budgets, other budgets not prohibited by law | Zabolotivska community | 2025-2030 | average | There is no design and construction project, approximate calculations have been made (expert opinion) | Zabolotivska community | 2023 р.
13 | 1, 2, 3 |  | 8.1.1., 8.1.2., 8.1.3 | 1, 4, 15, 21 | Construction of sewage treatment plants and drainage networks in Kornych village, Kolomyia community, Kolomyia district, Ivano-Frankivsk region | General (mandatory) data about the STP operator: 1. Balance sheet holder: Kolomyia City Council 2. EDRPOU code: 04054334 3. Water user code: not available 4. Information on the operation of the STP (as of 01.01.2023) discharged waste water per year, thousand cubic metres - total: 0 - without treatment: 0 - insufficiently treated: 0 - normatively clean (without purification): 0 - normatively treated at treatment plants: 0 - biological treatment: 0 - physical and chemical treatment: 0 - mechanical: 0 - capacity of treatment facilities, after which the waste water is discharged into water bodies: 0 including those that provide regulatory treatment: 0 capacity of treatment facilities, after treatment of which return (waste) water is discharged to irrigation fields, terrain, filtration fields, storage tanks and cesspools: 0 | 1. Number of sewage treatment systems (STS): - actual - 0 - plan - 1 2. Method of wastewater treatment - actual - none - plan - MECH (1)/BIO (2) 3. Capacity of facilities after which wastewater is discharged to the surface water body (SWB) - actual - 0 thousand m3/day (0 million m3/year) - plan - 0.53 thousand m3/day (0.193 million m3/year) 4. Residual sediment (sludge) - actual - none - plan - treatment (partial recycling) 5. Stormwater drainage (SW) - collector-drainage water (rain and melt) - fact - absent - plan - treatment of storm water drainage system 6. Access to sanitation (connection of the population to the SSS (%) number of subscribers (population) of the territorial community (TC) - actual - 0 % / 0 thousand people - plan - 100%/2.1 thousand people 7. Climate neutrality - plan - installation of modern energy-saving equipment | Kolomyia City Council | no | no | 2.1 | M5.3 Danube River Basin Region | M5.3.2 Prut River sub-basin | Ivano-Frankivsk | Kolomyisky | Kolomyia | Prut River | UA_M5.3.2_0006 | not at risk | Not defined | Not defined |  | х | [5 empty] | 0.53 | [5 empty] | 31.7 | 16.8 |  |  | 16.8 | 2023 | Drinking Water of Ukraine Programme | state, local budgets, other budgets not prohibited by law | Kolomyia community | 2025-2030 | average | Vokresyntsi, Kornych, Korolivka villages will be connected to the SPS No feasibility study available Estimates have been made (expert opinion) | Kolomyia community | 2023 р.
14 | 1, 2, 3 |  | 8.1.1., 8.1.2., 8.1.3 | 1, 4, 15, 21 | Construction of sewage treatment plants and drainage networks in the village of Mateyivtsi Mateyivetska community Kolomyia district, Ivano-Frankivsk region | General (mandatory) data on the STP operator: 1. Balance sheet holder: Mateyivtsi village council 2. EDRPOU code: 04354048 3. Water user code: not available 4. Information on the operation of the STP (as of 01.01.2023) discharged waste water per year, thousand cubic metres - total: 0 - without treatment: 0 - insufficiently treated: 0 - normatively clean (without purification): 0 - normatively treated at treatment plants: 0 - biological treatment: 0 - physical and chemical treatment: 0 - mechanical: 0 - capacity of treatment facilities, after which the waste water is discharged into water bodies: 0 including those that provide regulatory treatment: 0 capacity of treatment facilities, after treatment of which return (waste) water is discharged to irrigation fields, terrain, filtration fields, storage tanks and cesspools: 0 | 1. Number of sewage treatment systems (STS): - actual - 0 - plan - 1 2. Method of wastewater treatment - actual - none - plan - MECH (1)/BIO (2) 3. Capacity of facilities after which wastewater is discharged to the surface water body (SWB) - actual - 0 thousand m3/day (0 million m3/year) - plan - 0.6 thousand m3/day (0.219 million m3/year) 4. Residual sediment (sludge) - actual - none - plan - treatment (partial recycling) 5. Stormwater drainage (SW) - collector-drainage water (rain and melt) - fact - absent - plan - treatment of stormwater drainage system 6. Access to sanitation (connection of the population to the SSS (%) number of subscribers (population) of the territorial community (TC) - actual - 0 % / 0 thousand people - plan - 100%/2.4 thousand people 7. Climate neutrality - plan - installation of modern energy-saving equipment | Mateyivka village council | no | no | 2.4 | M5.3 Danube River Basin Region | M5.3.2 Prut River sub-basin | Ivano-Frankivsk | Kolomyisky | Matejevetska | Prut River | UA_M5.3.2_0006 | not at risk | Not defined | Not defined |  | х | [5 empty] | 0.6 | [5 empty] | 32 | 19.2 |  |  | 19.2 | 2023 | Drinking Water of Ukraine Programme, Development Strategy of the Mateyivtsi Amalgamated Territorial Community for 2018-2026. | state, local budgets, other budgets not prohibited by law | Matejivetska community | 2025-2026 | average | No design and construction project Estimated calculations (expert opinion) | Matejivetska community | 2023 р.
15 | 1, 2, 3 |  | 8.1.1., 8.1.2., 8.1.3 | 1, 4, 15, 21 | Construction of sewage treatment facilities and drainage networks in the village of Semakivtsi Mateivetska community Kolomyia district, Ivano-Frankivsk region | General (mandatory) data on the STP operator: 1. Balance sheet holder: Mateyivtsi village council 2. EDRPOU code: 04354048 3. Water user code: not available 4. Information on the operation of the STP (as of 01.01.2023) discharged waste water per year, thousand cubic metres - total: 0 - without treatment: 0 - insufficiently treated: 0 - normatively clean (without purification): 0 - normatively treated at treatment plants: 0 - biological treatment: 0 - physical and chemical treatment: 0 - mechanical: 0 - capacity of treatment facilities, after which the waste water is discharged into water bodies: 0 including those that provide regulatory treatment: 0 capacity of treatment facilities, after treatment of which return (waste) water is discharged to irrigation fields, terrain, filtration fields, storage tanks and cesspools: 0 | 1. Number of sewage treatment systems (STS): - actual - 0 - plan - 1 2. Method of wastewater treatment - actual - none - plan - MECH (1)/BIO (2) 3. Capacity of facilities after which wastewater is discharged to the surface water body (SWB) - actual - 0 thousand m3/day (0 million m3/year) - plan - 0.5 thousand m3/day (0.183 million m3/year) 4. Residual sediment (sludge) - actual - none - plan - treatment (partial recycling) 5. Stormwater drainage (SW) - collector-drainage water (rain and melt) - fact - absent - plan - treatment of storm water drainage system 6. Access to sanitation (connection of the population to the SSS (%) number of subscribers (population) of the territorial community (TC) - actual - 0 % / 0 thousand people - plan - 100%/2.0 thousand people 7. Climate neutrality - plan - installation of modern energy-saving equipment | Mateyivka village council | no | no | 2 | M5.3 Danube River Basin Region | M5.3.2 Prut River sub-basin | Ivano-Frankivsk | Kolomyisky | Matejevetska | Prut River | UA_M5.3.2_0006 | not at risk | Not defined | Not defined |  | х | [5 empty] | 0.5 | [5 empty] | 32 | 16 |  |  | 16 | 2023 | Drinking Water of Ukraine Programme, Development Strategy of the Mateyivtsi Amalgamated Territorial Community for 2018-2026. | state, local budgets, other budgets not prohibited by law | Matejivetska community | 2025-2026 | average | No design and construction project Estimated calculations (expert opinion) | Matejivetska community | 2023 р.
16 | 1, 2, 3 |  | 8.1.1., 8.1.2., 8.1.3 | 1, 4, 15, 21 | Construction of sewage treatment plants and drainage networks in Budyliv village, Sniatynska community, Kolomyia district, Ivano-Frankivsk region | General (mandatory) data about the STP operator: 1. Balance sheet holder: Sniatyn City Council 2. EDRPOU code: 04054240 3. Water user code: not available 4. Information on the operation of the STP (as of 01.01.2023) discharged waste water per year, thousand cubic metres - total: 0 - without treatment: 0 - insufficiently treated: 0 - normatively clean (without purification): 0 - normatively treated at treatment plants: 0 - biological treatment: 0 - physical and chemical treatment: 0 - mechanical: 0 - capacity of treatment facilities, after which the waste water is discharged into water bodies: 0 including those that provide regulatory treatment: 0 capacity of treatment facilities, after treatment of which return (waste) water is discharged to irrigation fields, terrain, filtration fields, storage tanks and cesspools: 0 | 1. Number of sewage treatment systems (STS): - actual - 0 - plan - 1 2. Method of wastewater treatment - actual - none - plan - MECH (1)/BIO (2) 3. Capacity of facilities after which wastewater is discharged to the surface water body (SWB) - actual - 0 thousand m3/day (0 million m3/year) - plan - 1.0 thousand m3/day (0.365 million m3/year) 4. Residual sediment (sludge) - actual - none - plan - treatment (partial recycling) 5. Stormwater drainage (SW) - collector-drainage water (rain and melt) - fact - absent - plan - treatment of storm water drainage system 6. Access to sanitation (connection of the population to the SSS (%) number of subscribers (population) of the territorial community (TC) - actual - 0 % / 0 thousand people - plan - 100%/4.1 thousand people 7. Climate neutrality - plan - installation of modern energy-saving equipment | Sniatyn City Council | no | no | 4.1 | M5.3 Danube River Basin Region | M5.3.2 Prut River sub-basin | Ivano-Frankivsk | Kolomyisky | Sniatynska | Prut River | UA_M5.3.2_0006 | not at risk | Not defined | Not defined |  | х | [5 empty] | 1 | [5 empty] | 32.8 | 32.8 |  |  | 32.8 | 2023 | Drinking Water of Ukraine Programme | state, local budgets, other budgets not prohibited by law | Sniatynska community | 2025-2030 | average | Budyliv and Ustia villages will be connected to the SPS Approximate calculations have been made (expert opinion) | Sniatynska community | 2023 р.
17 | 1, 2, 3 |  | 8.1.1., 8.1.2., 8.1.3 | 1, 4, 15, 21 | Construction of sewage treatment plants and drainage networks in Prutivka village, Sniatynska community, Kolomyia district, Ivano-Frankivsk region | General (mandatory) data on the STP operator: 1. Balance holder: Sniatyn City Council 2. EDRPOU code: 04054240 3. Water user code: not available 4. Information on the operation of the STP (as of 01.01.2023) discharged waste water per year, thousand cubic metres - total: 0 - without treatment: 0 - insufficiently treated: 0 - normatively clean (without purification): 0 - normatively treated at treatment plants: 0 - biological treatment: 0 - physical and chemical treatment: 0 - mechanical: 0 - capacity of treatment facilities, after which the waste water is discharged into water bodies: 0 including those that provide regulatory treatment: 0 capacity of treatment facilities, after treatment of which return (waste) water is discharged to irrigation fields, terrain, filtration fields, storage tanks and cesspools: 0 | 1. Number of sewage treatment systems (STS): - actual - 0 - plan - 1 2. Method of wastewater treatment - actual - none - plan - MECH (1)/BIO (2) 3. Capacity of facilities after which wastewater is discharged to the surface water body (SWB) - actual - 0 thousand m3/day (0 million m3/year) - plan - 0.68 thousand m3/day (0.248 million m3/year) 4. Residual sediment (sludge) - actual - none - plan - treatment (partial processing) 5. Stormwater drainage (SW) - collector-drainage water (rain and melt) - fact - absent - plan - treatment of storm water drainage system 6. Access to sanitation (connection of the population to the SSS (%) number of subscribers (population) of the territorial community (TC) - actual - 0 % / 0 thousand people - plan - 100%/2.7 thousand people 7. Climate neutrality - plan - installation of modern energy-saving equipment | Sniatyn City Council | no | no | 2.7 | M5.3 Danube River Basin Region | M5.3.2 Prut River sub-basin | Ivano-Frankivsk | Kolomyisky | Sniatynska | Prut River | UA_M5.3.2_0006 | not at risk | Not defined | Not defined |  | х | [5 empty] | 0.68 | [5 empty] | 31.76 | 21.6 |  |  | 21.6 | 2023 | Drinking Water of Ukraine Programme | state, local budgets, other budgets not prohibited by law | Sniatynska community | 2025-2030 | average | Prutivka and Vidyniv villages will be connected to the SPS Approximate calculations have been made (expert opinion) | Sniatynska community | 2023 р.
18 | 1, 2, 3 |  | 8.1.1., 8.1.2., 8.1.3 | 1, 4, 15, 21 | Construction of sewage treatment plants and drainage networks in Vovchkivtsi village Sniatynska community, Kolomyia district, Ivano-Frankivsk region | General (mandatory) data on the STP operator: 1. Balance holder: Sniatyn City Council 2. EDRPOU code: 04054240 3. Water user code: not available 4. Information on the operation of the STP (as of 01.01.2023) discharged waste water per year, thousand cubic metres - total: 0 - without treatment: 0 - insufficiently treated: 0 - normatively clean (without purification): 0 - normatively treated at treatment plants: 0 - biological treatment: 0 - physical and chemical treatment: 0 - mechanical: 0 - capacity of treatment facilities, after which the waste water is discharged into water bodies: 0 including those that provide regulatory treatment: 0 capacity of treatment facilities, after treatment of which return (waste) water is discharged to irrigation fields, terrain, filtration fields, storage tanks and cesspools: 0 | 1. Number of sewage treatment systems (STS): - actual - 0 - plan - 1 2. Method of wastewater treatment - actual - none - plan - MECH (1)/BIO (2) 3. Capacity of facilities after which wastewater is discharged to the surface water body (SWB) - actual - 0 thousand m3/day (0 million m3/year) - plan - 0.58 thousand m3/day (0.212 million m3/year) 4. Residual sediment (sludge) - actual - none - plan - treatment (partial recycling) 5. Stormwater drainage (SW) - collector-drainage water (rain and melt) - fact - absent - plan - treatment of storm water drainage system 6. Access to sanitation (connection of the population to the SSS (%) number of subscribers (population) of the territorial community (TC) - actual - 0 % / 0 thousand people - plan - 100%/2.3 thousand people 7. Climate neutrality - plan - installation of modern energy-saving equipment | Sniatyn City Council | no | no | 2.3 | M5.3 Danube River Basin Region | M5.3.2 Prut River sub-basin | Ivano-Frankivsk | Kolomyisky | Sniatynska | Prut River | UA_M5.3.2_0006 | not at risk | Not defined | Not defined |  | х | [5 empty] | 0.58 | [5 empty] | 31.7 | 18.4 |  |  | 18.4 | 2023 | Drinking Water of Ukraine Programme | state, local budgets, other budgets not prohibited by law | Sniatynska community | 2025-2030 | average | No design and construction project Estimated calculations (expert opinion) | Sniatynska community | 2023 р.
19 | 1, 2, 3 | - | 8.1.1., 8.1.2., 8.1.3 | 1, 4, 15, 21 | Completion of the reconstruction of sewage treatment facilities in Chernivtsi. Chernivtsi Chernivtsi community Chernivtsi district Chernivtsi region | General (mandatory) data about the STP operator: 1. Balance sheet holder: Municipal enterprise "ChernivtsiVodokanal" 2. EDRPOU code: 03361780 3. Water user code: 770171 4. Information on the operation of the CWS (as of 01.01.2022) discharged waste water per year, thousand cubic metres - total: 13995 - without treatment: 0 - insufficiently treated: 0 - normatively clean (without purification): 0 - normatively treated at treatment plants: 13,995 - biological treatment: 13995 - physical and chemical treatment: 0 - capacity of treatment facilities, after treatment of which return (waste) water is discharged into water bodies: 16425,0 including those that provide regulatory treatment: 16425 capacity of treatment facilities, after treatment of which waste water is discharged to irrigation fields, terrain, filtration fields, storage tanks and cesspools:0 | 1: Number of sewage treatment systems (STS): - fact-1 - plan-1 2. Method of wastewater treatment - actual - MECH (1) / BIO (2) - plan - MECH (1) / BIO (2) / TRO (3) 3. Capacity of facilities after which wastewater is discharged to the surface water body (SWB) - actual - 45.0 thousand m3/day (16.425 million m3/year) - plan - 72.0 thousand m3/day (26.280 million m3/year) 4. Residual sludge (sludge) - actual - untreated (storage) - plan - treatment (partial processing) 5. Stormwater drainage (SW) - collector-drainage water (rain and melt) - fact - 0 - plan - development of a stormwater management plan. 6. Access to sanitation (connection of the population to the SSS (%) number of subscribers (population) of the territorial community (TC) - actual - 100% /260.0 thousand people - plan - 100% /260.0 thousand people 7. Climate neutrality - actual - use of outdated pumping equipment - plan - replacement of equipment, installation of modern energy-saving equipment | ChernivtsiVodokanal utility company | no | no | 260 | M5.3 Danube River Basin Region | M5.3.2 Prut River sub-basin | Chernivetska | Chernivtsi | Chernivetska | Prut River | UA_M5.3.2_0007 | at risk | Not defined | Not defined |  | х | [5 empty] | 72 | [5 empty] | 1.04 | 75 |  |  | 75 | 2023 | Drinking Water Programme | state, local budgets, other budgets not prohibited by law | KP ChernivtsiVodokanal, Chernivtsi community | 2025-2030 | 1 (high) | There is no design and construction project, approximate calculations have been made (expert opinion) | KP ChernivtsiVodokanal, Chernivtsi community, | 2023 р.
20 | 1, 2, 3 | - | 8.1.1., 8.1.2., 8.1.3 | 1, 4, 15, 21 | Construction of sewage treatment plants and drainage networks in the village of Zeleniv Brusnytska community Vyzhnytsia district, Chernivtsi region | General (mandatory) data on the STP operator: 1. Balance holder: Brusnytsia village council 2. EDRPOU code: 04417441 3. Water user code: not available 4. Information on the operation of the STP (as of 01.01.2023) Waste water discharged per year, million cubic metres - total: 0 - without treatment: 0 - insufficiently treated: 0 - normatively clean (without cleaning): 0 - normatively treated at treatment plants: 0 - biological treatment: 0 - physical and chemical treatment: 0 - mechanical: 0 - capacity of treatment facilities, after which the waste water is discharged into water bodies: 0 including those that provide regulatory treatment:- - capacity capacity of treatment facilities, after treatment of which the return (waste) water is discharged to irrigation fields, terrain, filtration fields, storage tanks and cesspools: 0 | 1. Number of sewage treatment systems (STS): - actual - 0 - plan - 1 2. Method of wastewater treatment - actual - none - plan - MECH (1)/BIO (2)/TRO (3) 3. Capacity of facilities after which wastewater is discharged to the surface water body (SWB) - actual - 0 thousand m3/day (0 million m3/year) - plan - 2.5 thousand m3/day (0.912 million m3/year) 4. Residual sludge (sludge) - actual - none - plan - treatment (partial recycling) 5. Stormwater drainage (SW) - collector-drainage water (rain and melt) - fact - not available - plan - treatment of storm water drainage system 6. Access to sanitation (connection of the population to the SSS (%) number of subscribers (population) of the territorial community (TC) - actual - 0 % / 0 thousand people - plan - 100 % / 10.0 thousand people 7. Climate neutrality - plan - installation of modern energy-saving equipment | Brusnytsia village council | no | no | 10 | M5.3 Danube River Basin Region | M5.3.2 Prut River sub-basin | Chernivetska | Vyzhnytskyi | Brusnitskaya | Prut River | UA_M5.3.2_0007 | at risk | Not defined | Not defined |  | х | [5 empty] | 2.5 | [5 empty] | 72 | 180 |  |  | 180 | 2023 | Drinking Water Programme | state, local budgets, other budgets not prohibited by law | Brusnitskaya community | 2025-2030 | average | The following villages will be connected to the OCS: Brusnytsia, Dibrova, vill. Zeleniv, Kalnivtsi, Ostra, Chortorya, Verkhni Stanovtsi, Nyzhni Stanovtsi, Vynohrad. Nyzhni Stanivtsi, Brusenky, Vynohrad No design and development plan available Approximate calculations made (expert opinion) | Brusnitskaya community | 2023 р.
21 | 1, 2, 3 | - | 8.1.1., 8.1.2., 8.1.3 | 1, 4, 15, 21 | Construction of sewage treatment facilities in Novoselytsia Novoselytska community Chernivtsi district, Chernivtsi region | General (mandatory) data on the STP operator: 1. Balance sheet holder: Municipal enterprise "Novoselytsia city heating network" 2. EDRPOU code: 34508403 3. Water user code: 770322 4. Information on the operation of the STP (as of 01.01.2023) discharged waste water per year, thousand cubic metres - total: 0 - without treatment: 0 - insufficiently treated: 80,0 - normatively clean (without cleaning): 0 - normatively treated at treatment plants: 0 - biological treatment: 0 - physical and chemical treatment: 0 - mechanical: 0 - capacity of treatment facilities, after which the waste water is discharged into water bodies: 219,0 including those that provide regulatory treatment:- - capacity capacity of treatment facilities, after treatment of which waste water is discharged to irrigation fields, terrain, filtration fields, storage tanks and cesspools: 0 | Number of sewage treatment systems (STS): - actual - 1 - planned - 1 2. Method of wastewater treatment - actual - MECH (1)/BIO (2) - plan - MECH (1)/BIO (2) 3. Capacity of facilities after which wastewater is discharged to the surface water body (SWB) - actual - 0.6 thousand m3/day (0.219 million m3/year) - plan - 0.8 thousand m3/day (0.292 million m3/year) 4. Residual sludge (sludge) - actual - untreated (storage) - plan - treatment (partial processing) 5. Stormwater drainage (SWD) - collector-drainage water (rain and meltwater) - actual - 0.007 million m3/year of insufficiently treated water - plan - additional treatment of stormwater / mechanical (1)/biological (2) 6. Access to sanitation (connection of the population to the SSS (%) number of subscribers (population) of the territorial community (TC) - actual - 25 %/1.9 thousand people - plan - 42%/3.2 thousand people 7. Climate neutrality - actual - use of outdated equipment - plan - installation of modern energy-saving equipment | Novoselytsia City Council | no | no | 3.2 | M5.3 Danube River Basin Region | M5.3.2 Prut River sub-basin | Chernivetska | Chernivtsi | Novoselytska | Prut River | UA_M5.3.2_0007 | at risk | Not defined | Not defined |  | х | [5 empty] | 0.8 | [5 empty] | 32 | 25.6 |  |  | 25.6 | 2023 | Drinking Water Programme | state, local budgets, other budgets not prohibited by law | Novoselytska community | 2023-2025 | average | There is no design and construction project, approximate calculations have been made (expert opinion) | Novoselytska community | 2023 р.
22 | 1, 2, 3 | - | 8.1.1., 8.1.2., 8.1.3 | 1, 4, 15, 21 | Construction of sewage treatment plants and drainage networks in the village. Mamayivtsi Mamayivska community Chernivtsi district, Chernivtsi region | General (mandatory) data on the CCO operator: 0,0 1. Balance sheet holder: Mamayivka village council 2. EDRPOU code: 04417518 3. Water user code: not available 4. Information on the operation of the STP (as of 01.01.2023) discharged waste water per year, thousand cubic metres - total: 0 - without treatment: 0 - insufficiently treated: 0 - normatively clean (without cleaning): 0 - normatively treated at treatment plants: 0 - biological treatment: 0 - physical and chemical treatment: 0 - mechanical: 0 - capacity of treatment facilities, after treatment of which return (waste) water is discharged into water bodies: 0 including those that provide regulatory treatment: 0 capacity of treatment facilities, after treatment of which waste water is discharged to irrigation fields, terrain, filtration fields, storage tanks and cesspools: 0 | Number of sewage treatment systems (STS): - actual - 0 - planned - 1 2. Method of wastewater treatment - actual - none - plan - MECH (1)/BIO (2) 3. Capacity of facilities after which wastewater is discharged to the surface water body (SWB) - actual - 0 thousand m3/day (0 million m3/year) - plan - 1.5 thousand m3/day (0.548 million m3/year) 4. Residual sediment (sludge) - actual - none - plan - treatment (partial recycling) 5. Stormwater drainage (SW) - collector-drainage water (rain and melt) - fact - not available - plan - treatment of storm water drainage system 6. Access to sanitation (connection of the population to the SSS (%) number of subscribers (population) of the territorial community (TC) - actual -0 % / 0 thousand people - plan - 100% / 5.8 thousand people 7. Climate neutrality - plan - installation of modern energy-saving equipment | Mamayivka village council | no | no | 5,8 | M5.3 Danube River Basin Region | M5.3.2 Prut River sub-basin | Chernivetska | Chernivtsi | Mamaevskaya | Prut River | UA_M5.3.2_0007 | at risk | Not defined | Not defined |  | х | [5 empty] | 1.5 | [5 empty] | 30.93 | 46.4 |  |  | 46.4 | 2023 | Drinking Water Programme | state, local budgets, other budgets not prohibited by law | Mamayivska community | 2025-2030 | average | There is no design and construction project, approximate calculations have been made (expert opinion) | Mamayivska community | 2023 р.
23 | 1, 2, 3 |  | 8.1.1., 8.1.2., 8.1.3 | 1, 4, 15, 21 | Construction of sewage treatment plants and drainage networks in the village. Mamalyha Mamalyhivska community Dnistrovskyi rayon, Chernivtsi oblast | General (mandatory) data about the STP operator: 1. Balance sheet holder: Mamalyhiv village council 2. EDRPOU code: 04417659 3. Water user code: not available 4. Information on the operation of the STP (as of 01.01.2023) discharged waste water per year, thousand cubic metres - total: 0 - without treatment: 0 - insufficiently treated: 0 - normatively clean (without cleaning): 0 - normatively treated at treatment plants: 0 - biological treatment: 0 - physical and chemical treatment: 0 - mechanical: 0 - capacity of treatment facilities after treatment: 0 including those that provide regulatory treatment: 0 capacity of treatment facilities, after treatment of which return (waste) water is discharged to irrigation fields, terrain, filtration fields, storage tanks and cesspools: 0 | 1: Number of sewage treatment systems (STS): - actual - 0 - plan - 1 2. Method of wastewater treatment - actual - none - plan - MEH (1) / BIO (2) 3. Capacity of facilities after which wastewater is discharged to the surface water body (SWB) - actual - 0 thousand m3/day (0 million m3/year) - plan - 1.55 thousand m3/day (0.566 million m3/year) 4. Residual sediment (sludge) - actual - none - plan - treatment (partial recycling) 5. Stormwater drainage (SW) - collector-drainage water (rain and melt) - fact - not available - plan - treatment of storm water drainage system 6. Access to sanitation (connection of the population to the SSS (%) number of subscribers (population) of the territorial community (TC) - actual - 0 % / 0 thousand people - plan - 100%/6.2 thousand people 7. Climate neutrality - plan - installation of modern energy-saving equipment | Mamalyhivka village council | no | no | 6.2 | M5.3 Danube River Basin Region | M5.3.2 Prut River sub-basin | Chernivetska | Dniester | Mamalyhivska | Prut River | UA_M5.3.2_0007 | at risk | Not defined | Not defined |  | х | [5 empty] | 1.55 | [5 empty] | 32 | 49.6 |  |  | 49.6 | 2023 | Drinking Water of Ukraine Programme, Sustainable Development Strategy of Mamalyhiv Territorial Community for 2021-2027 | state, local budgets, other budgets not prohibited by law | Mamalygivska community | 2025-2030 | average | The following villages will be connected to the OCS. Mamalyha, Koshulyany, Dranytsia, and the village of Negryntsi No feasibility study available Approximate calculations made (expert opinion) | Mamalygivska community | 2023 р.
24 | 1, 2, 3 |  | 8.1.1., 8.1.2., 8.1.3 | 1, 4, 15, 21 | Construction of sewage treatment plants and drainage networks in the village of Vancykivtsi Vancykivtsi community Chernivtsi district, Chernivtsi region | General (mandatory) data on the STP operator: 1. Balance holder: Vanchykovetska village council 2. EDRPOU code: 04417582 3. Water user code: not available 4. Information on the operation of the STP (as of 01.01.2023) discharged waste water per year, thousand cubic metres - total: 0 - without treatment: 0 - insufficiently treated: 0 - normatively clean (without cleaning): 0 - normatively treated at treatment plants: 0 - biological treatment: 0 - physical and chemical treatment: 0 - mechanical: 0 - capacity of treatment facilities, after which the waste water is discharged into water bodies: 0 including those that provide regulatory treatment: 0 capacity of treatment facilities, after treatment of which return (waste) water is discharged to irrigation fields, terrain, filtration fields, storage tanks and cesspools: 0 | 1. Number of sewage treatment systems (STS): - actual - 0 - plan -1 2. Method of wastewater treatment - actual - none - plan - MECH (1)/BIO (2) 3. Capacity of facilities after which wastewater is discharged to the surface water body (SWB) - actual - 0 thousand m3/day (0 million m3/year) - plan - 2.13 thousand m3/day (0.777 million m3/year) 4. Residual sediment (sludge) - actual - none - plan - treatment (partial recycling) 5. Stormwater drainage (SW) - collector-drainage water (rain and melt) - fact - not available - plan - treatment of storm water drainage system 6. Access to sanitation (connection of the population to the SSS (%) number of subscribers (population) of the territorial community (TC) - actual - 0 % / 0 thousand people - plan - 100%/8.5 thousand people 7. Climate neutrality - plan - installation of modern energy-saving equipment | Vanchykovetska village council | no | no | 8.5 | M5.3 Danube River Basin Region | M5.3.2 Prut River sub-basin | Chernivetska | Chernivtsi | Vanchikovetska | Prut River | UA_M5.3.2_0007 | not at risk | Not defined | Not defined |  | х | [5 empty] | 2.13 | [5 empty] | 31.92 | 68 |  |  | 68 | 2023 | Drinking Water of Ukraine Programme | state, local budgets, other budgets not prohibited by law | Vanchikovetska community | 2025-2030 | average | The following villages will be connected to the WSC: Vanczykivka, Vancynets, Kostychany, Dumeni, and Novyvankivtsi. Novoivankivtsi No design and development plan Estimates have been made (expert opinion) | Vanchikovetska community | 2023 р.
25 | 1, 2, 3 |  | 8.1.1., 8.1.2., 8.1.3 | 1, 4, 15, 21 | Construction of sewage treatment plants and drainage networks in Tarasivtsi village, Vanchykovetska community, Chernivtsi district, Chernivtsi region | General (mandatory) data on the STP operator: 1. Balance holder: Vanchykovetska village council 2. EDRPOU code: 04417582 3. Water user code: not available 4. Information on the operation of the STP (as of 01.01.2023) discharged waste water per year, thousand cubic metres - total: 0 - without treatment: 0 - insufficiently treated: 0 - normatively clean (without cleaning): 0 - normatively treated at treatment plants: 0 - biological treatment: 0 - physical and chemical treatment: 0 - mechanical: 0 - capacity of treatment facilities, after which the waste water is discharged into water bodies: 0 including those that provide regulatory treatment: 0 capacity of treatment facilities, after treatment of which return (waste) water is discharged to irrigation fields, terrain, filtration fields, storage tanks and cesspools: 0 | 1. Number of sewage treatment systems (STS): - actual - 0 - plan - 1 2. Method of wastewater treatment - actual - none - plan - MECH (1) / BIO (2) 3. Capacity of facilities after which wastewater is discharged to the surface water body (SWB) - actual - 0 thousand m3/day (0 million m3/year) - plan - 1.23 thousand m3/day (0.450 million m3/year) 4. Residual sediment (sludge) - actual - none - plan - treatment (partial recycling) 5. Stormwater drainage (SW) - collector-drainage water (rain and melt) - fact - not available - plan - treatment of storm water drainage system 6. Access to sanitation (connection of the population to the SSS (%) number of subscribers (population) of the territorial community (TC) - actual - 0 % / 0 thousand people - plan - 100% / 4.9 thousand people 7. Climate neutrality - plan - installation of modern energy-saving equipment | Vanchykovetska village council | no | no | 4.9 | M5.3 Danube River Basin Region | M5.3.2 Prut River sub-basin | Chernivetska | Chernivtsi | Vanchikovetska | Prut River | UA_M5.3.2_0007 | at risk | Not defined | Not defined |  | х | [5 empty] | 1.23 | [5 empty] | 31.87 | 39.2 |  |  | 39.2 | 2023 | Drinking Water of Ukraine Programme | state, local budgets, other budgets not prohibited by law | Vanchikovetska community | 2025-2030 | average | There is no design and construction project, approximate calculations have been made (expert opinion) | Vanchikovetska community | 2023 р.
26 | 1, 2, 3 |  | 8.1.1., 8.1.2., 8.1.3 | 1, 4, 15, 21 | Construction of sewage treatment plants and water disposal networks in Ostrytsia Magalska village, Chernivtsi district, Chernivtsi region | General (mandatory) data on the STP operator: 1. Balance sheet holder: Magalska village council 2. EDRPOU code: 04417636 3. Water user code: not available 4. Information on the operation of the STP (as of 01.01.2023) discharged waste water per year, thousand cubic metres - total: 0 - without treatment: 0 - insufficiently treated: 0 - normatively clean (without cleaning): 0 - normatively treated at treatment plants: 0 - biological treatment: 0 - physical and chemical treatment: 0 - mechanical: 0 - capacity of treatment facilities, after which the waste water is discharged into water bodies: 0 including those that provide regulatory treatment: 0 capacity of treatment facilities, after treatment of which return (waste) water is discharged to irrigation fields, terrain, filtration fields, storage tanks and cesspools: 0 | 1. Number of sewage treatment systems (STS): - actual - 0 - plan - 1 2. Method of wastewater treatment - actual - none - plan - MEH (1) / BIO (2) 3. Capacity of facilities after which wastewater is discharged to the surface water body (SWB) - plan - 0 thousand m3/day (0 million m3/year) - plan - 1.60 thousand m3/day (0.584 million m3/year) 4. Residual sediment (sludge) - actual - none - plan - treatment (partial recycling) 5. Stormwater drainage (SW) - collector-drainage water (rain and melt) - fact - not available - plan - treatment of storm water drainage system 6. Access to sanitation (connection of the population to the SSS (%) number of subscribers (population) of the territorial community (TC) - actual - 0 % / 0 thousand people - plan - 100%/6.4 thousand people 7. Climate neutrality - plan - installation of modern energy-saving equipment | Magalska village council | no | no | 6.4 | M5.3 Danube River Basin Region | M5.3.2 Prut River sub-basin | Chernivetska | Chernivtsi | Magalska | Prut River | UA_M5.3.2_0007 | at risk | Not defined | Not defined |  | х | [5 empty] | 1.6 | [5 empty] | 32 | 51.2 |  |  | 51.2 | 2023 | Drinking Water of Ukraine Programme | state, local budgets, other budgets not prohibited by law | Magalska community | 2025-2030 | average | Magala, Buda, Ostrytsia villages will be connected to the SPS No PDD available Estimates have been made (expert opinion) | BUVR of the Prut and Siret | 2023 р.
27 | 1, 2, 3 |  | 8.1.1., 8.1.2., 8.1.3 | 1, 4, 15, 21 | Construction of sewage treatment plants and drainage networks in Luzhany village, Mamayivska community, Chernivtsi district, Chernivtsi region | General (mandatory) data on the STP operator: 1. Balance sheet holder: Mamayivka village council 2. EDRPOU code: 04417518 3. Water user code: not available 4. Information on the operation of the STP (as of 01.01.2023) discharged waste water per year, thousand cubic metres - total: 0 - without treatment: 0 - insufficiently treated: 0 - normatively clean (without cleaning): 0 - normatively treated at treatment plants: 0 - biological treatment: 0 - physical and chemical treatment: 0 - mechanical: 0 - capacity of treatment facilities, after which the waste water is discharged into water bodies: 0 including those that provide regulatory treatment: 0 capacity of treatment facilities, after treatment of which return (waste) water is discharged to irrigation fields, terrain, filtration fields, storage tanks and cesspools: 0 | 1. Number of sewage treatment systems (STS): - actual - 0 - plan - 1 2. Method of wastewater treatment - actual - none - plan - MECH (1)/BIO (2) 3. Capacity of facilities after which wastewater is discharged to the surface water body (SWB) - plan - 0 thousand m3/day (0 million m3/year) - plan - 1.18 thousand m3/day (0.431 million m3/year) 4. Residual sediment (sludge) - actual - none - plan - treatment (partial recycling) 5. Stormwater drainage (SW) - collector-drainage water (rain and melt) - fact - not available - plan - treatment of storm water drainage system 6. Access to sanitation (connection of the population to the SSS (%) number of subscribers (population) of the territorial community (TC) - actual - 0 % / 0 thousand people - plan - 100%/4.7 thousand people 7. Climate neutrality - plan - installation of modern energy-saving equipment | Mamayivka village council | no | no | 4.7 | M5.3 Danube River Basin Region | M5.3.2 Prut River sub-basin | Chernivetska | Chernivtsi | Mamaevskaya | Prut River | UA_M5.3.2_0007 | at risk | Not defined | Not defined |  | х | [5 empty] | 1.18 | [5 empty] | 31.86 | 37.6 |  |  | 37.6 | 2023 | Drinking Water of Ukraine Programme, Strategic Development Plan of Mamayivska AH for 2018-2030 | state, local budgets, other budgets not prohibited by law | Mamayivska community | 2025-2030 | average | There is no design and construction project, approximate calculations have been made (expert opinion) | Mamayivska community | 2023 р.
28 | 1, 2, 3 |  | 8.1.1., 8.1.2., 8.1.3 | 1, 4, 15, 21 | Construction of sewage treatment plants and water disposal networks in the village of Strilets'kyi Kut Mamayivska community Chernivtsi district, Chernivtsi region | General (mandatory) data on the STP operator: 1. Balance sheet holder: Mamayivka village council 2. EDRPOU code: 04417518 3. Water user code: not available 4. Information on the operation of the STP (as of 01.01.2023) discharged waste water per year, thousand cubic metres - total: 0 - without treatment: 0 - insufficiently treated: 0 - normatively clean (without cleaning): 0 - normatively treated at treatment plants: 0 - biological treatment: 0 - physical and chemical treatment: 0 - mechanical: 0 - capacity of treatment facilities, after which the waste water is discharged into water bodies: 0 including those that provide regulatory treatment: 0 capacity of treatment facilities, after treatment of which return (waste) water is discharged to irrigation fields, terrain, filtration fields, storage tanks and cesspools: 0 | 1. Number of sewage treatment systems (STS): - actual - 0 - plan - 1 2. Method of wastewater treatment - actual - none - plan - MECH (1)/BIO (2) 3. Capacity of facilities after which wastewater is discharged to the surface water body (SWB) - plan - 0 thousand m3/day (0 million m3/year) - plan - 0.8 thousand m3/day (0.292 million m3/year) 4. Residual sediment (sludge) - actual - none - plan - treatment (partial recycling) 5. Stormwater drainage (SW) - collector-drainage water (rain and melt) - fact - not available - plan - treatment of storm water drainage system 6. Access to sanitation (connection of the population to the SSS (%) number of subscribers (population) of the territorial community (TC) - actual - 0 % / 0 thousand people - plan - 100%/3.2 thousand people 7. Climate neutrality - plan - installation of modern energy-saving equipment | Mamayivka village council | no | no | 3.2 | M5.3 Danube River Basin Region | M5.3.2 Prut River sub-basin | Chernivetska | Chernivtsi | Mamaevskaya | Prut River | UA_M5.3.2_0007 | at risk | Not defined | Not defined |  | х | [5 empty] | 0.8 | [5 empty] | 32 | 25.6 |  |  | 25.6 | 2023 | Drinking Water of Ukraine Programme, Strategic Development Plan of Mamayivska AH for 2018-2030 | state, local budgets, other budgets not prohibited by law | Mamayivska community | 2025-2030 | average | The following villages will be connected to the STP: Revne village. Revne, c. Streletsky Kut No design and construction project is available Approximate calculations have been made (expert opinion) | Mamayivska community | 2023 р.
29 | 1, 2, 3 |  | 8.1.1., 8.1.2., 8.1.3 | 1, 4, 15, 21 | Construction of sewage treatment plants and drainage networks in the village of Hlynytsia Mamayivska community Chernivtsi district, Chernivtsi region | General (mandatory) data on the STP operator: 1. Balance sheet holder: Mamayivka village council 2. EDRPOU code: 04417518 3. Water user code: not available 4. Information on the operation of the STP (as of 01.01.2023) discharged waste water per year, thousand cubic metres - total: 0 - without treatment: 0 - insufficiently treated: 0 - normatively clean (without cleaning): 0 - normatively treated at treatment plants: 0 - biological treatment: 0 - physical and chemical treatment: 0 - mechanical: 0 - capacity of treatment facilities, after which the waste water is discharged into water bodies: 0 including those that provide regulatory treatment: 0 capacity of treatment facilities, after treatment of which return (waste) water is discharged to irrigation fields, terrain, filtration fields, storage tanks and cesspools: 0 | 1. Number of sewage treatment systems (STS): - actual - 0 - plan - 1 2. Method of wastewater treatment - actual - none - plan - MEH (1)/BIO (2) 3. Capacity of facilities after which wastewater is discharged to the surface water body (SWB) - plan - 0 thousand m3/day (0 million m3/year) - plan - 1.2 thousand m3/day (0.438 million m3/year) 4. Residual sediment (sludge) - actual - none - plan - treatment (partial recycling) 5. Stormwater drainage (SW) - collector-drainage water (rain and melt) - fact - not available - plan - treatment of storm water drainage system 6. Access to sanitation (connection of the population to the SSS (%) number of subscribers (population) of the territorial community (TC) - actual - 0 % / 0 thousand people - plan - 100%/4.6 thousand people 7. Climate neutrality - plan - installation of modern energy-saving equipment | Mamayivka village council | no | no | 4.6 | M5.3 Danube River Basin Region | M5.3.2 Prut River sub-basin | Chernivetska | Chernivtsi | Mamaevskaya | Prut River | UA_M5.3.2_0007 | at risk | Not defined | Not defined |  | х | [5 empty] | 1.2 | [5 empty] | 30.7 | 36.8 |  |  | 36.8 | 2023 | Drinking Water of Ukraine Programme, Strategic Development Plan of Mamayivska AH for 2018-2030 | state, local budgets, other budgets not prohibited by law | Mamayivska community | 2025-2030 | average | The following villages will be connected to the SPS: vlg. Hlynytsia, Drachyntsi village, Novi Drachyntsi village. Novi Drachyntsi No design and development plan available Approximate calculations made (expert opinion) | Mamayivska community | 2023 р.
30 | 1, 2, 3 |  | 8.1.1., 8.1.2., 8.1.3 | 1, 4, 15, 21 | Construction of sewage treatment plants and drainage networks in Berehomet village, Nepolokivetska community, Chernivtsi district, Chernivtsi region | General (mandatory) data on the STP operator: 1. Balance holder: Nepolokivetska village council 2. EDRPOU code: 04417033 3. Water user code: not available 4. Information on the operation of the STP (as of 01.01.2023) discharged waste water per year, thousand cubic metres - total: 0 - without treatment: 0 - insufficiently treated: 0 - normatively clean (without cleaning): 0 - normatively treated at treatment plants: 0 - biological treatment: 0 - physical and chemical treatment: 0 - mechanical: 0 - capacity of treatment facilities, after which the waste water is discharged into water bodies: 0 including those that provide regulatory treatment: 0 capacity of treatment facilities, after treatment of which return (waste) water is discharged to irrigation fields, terrain, filtration fields, storage tanks and cesspools: 0 | 1. Number of sewage treatment systems (STS): - actual - 0 - plan - 1 2. Method of wastewater treatment - actual - none - plan - MECH (1) / BIO (2) 3. Capacity of facilities after which wastewater is discharged to the surface water body (SWB) - plan - 0 thousand m3/day (0 million m3/year) - plan - 2.43 thousand m3/day (0.887 million m3/year) 4. Residual sediment (sludge) - actual - none - plan - treatment (partial recycling) 5. Stormwater drainage (SWD) - collector-drainage water (rain and melt) - fact - not available - plan - treatment of storm water drainage system 6. Access to sanitation (connection of the population to the SSS (%) number of subscribers (population) of the territorial community (TC) - actual - 0 % / 0 thousand people - plan - 100%/9.7 thousand people 7. Climate neutrality - plan - installation of modern energy-saving equipment | Nepolokivetska village council | no | no | 9.7 | M5.3 Danube River Basin Region | M5.3.2 Prut River sub-basin | Chernivetska | Chernivtsi | Nepolokivetska | Prut River | UA_M5.3.2_0007 | at risk | Not defined | Not defined |  | х | [5 empty] | 2.43 | [5 empty] | 31.93 | 77.6 |  |  | 77.6 | 2023 | Drinking Water of Ukraine Programme | state, local budgets, other budgets not prohibited by law | Nepolokivetska community | 2025-2030 | average | Nepolokivtsi, Pyadykivtsi, Berehomet, Klockichka, Orshivtsi, Revakivtsi, and Orshivtsi villages will be connected to the SPS. Revakivtsi, Orshivtsi No design and development plan available Approximate calculations have been made (expert opinion) | Nepolokivetska community | 2023 р.
31 | 1, 2, 3 |  | 8.1.1., 8.1.2., 8.1.3 | 1, 4, 15, 21 | Construction of sewage treatment plants and drainage networks in the village of Marshyntsi Novoselytsia community Chernivtsi district, Chernivtsi region | General (mandatory) data on the STP operator: 1. Balance holder: Novoselytsia City Council 2. EDRPOU code: 04062050 3. Water user code: not available 4. Information on the operation of the STP (as of 01.01.2023) discharged waste water per year, thousand cubic metres - total: 0 - without treatment: 0 - insufficiently treated: 0 - normatively clean (without cleaning): 0 - normatively treated at treatment plants: 0 - biological treatment: 0 - physical and chemical treatment: 0 - mechanical: 0 - capacity of treatment facilities, after which the waste water is discharged into water bodies: 0 including those that provide regulatory treatment: 0 capacity of treatment facilities, after treatment of which return (waste) water is discharged to irrigation fields, terrain, filtration fields, storage tanks and cesspools: 0 | 1. Number of sewage treatment systems (STS): - actual - 0 - plan - 1 2. Method of wastewater treatment - actual - none - plan - MECH (1)/BIO (2) 3. Capacity of facilities after which wastewater is discharged to the surface water body (SWB) - plan - 0 thousand m3/day (0 million m3/year) - plan - 1.73 thousand m3/day (0.631 million m3/year) 4. Residual sediment (sludge) - actual - none - plan - treatment (partial recycling) 5. Stormwater drainage (SW) - collector-drainage water (rain and melt) - fact - absent - plan - treatment of storm water drainage system 6. Access to sanitation (connection of the population to the SSS (%) number of subscribers (population) of the territorial community (TC) - actual - 0 % / 0 thousand people - plan - 100%/6.9 thousand people 7. Climate neutrality - plan - installation of modern energy-saving equipment | Novoselytsia City Council | no | no | 6.9 | M5.3 Danube River Basin Region | M5.3.2 Prut River sub-basin | Chernivetska | Chernivtsi | Novoselytska | Prut River | UA_M5.3.2_0007 | at risk | Not defined | Not defined |  | х | [5 empty] | 1.73 | [5 empty] | 31.9 | 55.2 |  |  | 55.2 | 2023 | Drinking Water of Ukraine Programme, Sustainable Development Strategy of Novoselytsia Municipal District for 2021-2029 | state, local budgets, other budgets not prohibited by law | Novoselytska community | 2025-2030 | average | The following villages will be connected to the SPS: vlg. Strointsi, village. Marshyntsi No design and development plan available Approximate calculations made (expert opinion) | Novoselytska community | 2023 р.
32 | 1, 2, 3 |  | 8.1.1., 8.1.2., 8.1.3 | 1, 4, 15, 21 | Construction of sewage treatment plants and drainage networks in Tsuren village, Ostrytska community, Chernivtsi district, Chernivtsi region | General (mandatory) data on the STP operator: 1. Balance holder: Ostrytska village council 2. EDRPOU code: 04418417 3. Water user code: not available 4. Information on the operation of the STP (as of 01.01.2023) discharged waste water per year, thousand cubic metres - total: 0 - without treatment: 0 - insufficiently treated: 0 - normatively clean (without cleaning): 0 - normatively treated at treatment plants: 0 - biological treatment: 0 - physical and chemical treatment: 0 - mechanical: 0 - capacity of treatment facilities, after which the waste water is discharged into water bodies: 0 including those that provide regulatory treatment: 0 capacity of treatment facilities, after treatment of which return (waste) water is discharged to irrigation fields, terrain, filtration fields, storage tanks and cesspools: 0 | 1. Number of sewage treatment systems (STS): - actual - 0 - plan - 1 2. Method of wastewater treatment - actual - none - plan - MECH (1)/BIO (2) 3. Capacity of facilities after which wastewater is discharged to the surface water body (SWB) - plan - 0 thousand m3/day (0 million m3/year) - plan - 1.8 thousand m3/day (0.657 million m3/year) 4. Residual sediment (sludge) - actual - none - plan - treatment (partial recycling) 5. Stormwater drainage (SW) - collector-drainage water (rain and melt) - fact - absent - plan - treatment of storm water drainage system 6. Access to sanitation (connection of the population to the SSS (%) number of subscribers (population) of the territorial community (TC) - actual - 0 % / 0 thousand people - plan - 100%/7.1 thousand people 7. Climate neutrality - plan - installation of modern energy-saving equipment | Ostrytska village council | no | no | 7.1 | M5.3 Danube River Basin Region | M5.3.2 Prut River sub-basin | Chernivetska | Chernivtsi | Ostrytska | Prut River | UA_M5.3.2_0007 | at risk | Not defined | Not defined |  | х | [5 empty] | 1.83 | [5 empty] | 31.04 | 56.8 |  |  | 56.8 | 2023 | Drinking Water of Ukraine Programme | state, local budgets, other budgets not prohibited by law | Ostrytska community | 2025-2030 | average | The following villages will be connected to the CSC: Ostrytsia, vlg. Lukovytsia, Tsuren village, village. Mamornytsia village, Mamornytsia village. Mamornytsia Vama No design and development plan available Approximate calculations made (expert opinion) | Ostrytska community | 2023 р.
33 | 4 |  | 8.1.4. | 5, 6, 7, 17, 23 | Restoration and rehabilitation (revitalisation) of the Storozhynets River within the village of Bila Mamaivska, Chernivtsi District, Chernivtsi Oblast | The measures are aimed at improving the hydrological state of the watercourse, natural restoration of the river ecosystem, and achieving good ecological condition of the SWB | The design decisions provide for the restoration of a section of the Storozhynets River channel with a total length of 1030 metres (Google coordinates from 48.323141, 25.888759 to 48.316160, 25.880769): - including the section of the channel consolidation with stone in raft cages - 50 m.p. - including the section of the channel consolidation with stone riprap - 128 m.p.; - slope reclamation on the territory of the works - 14,000 m2. The total amount of earthworks is 17,102m3. The construction period is 2 months. | Bila village of Mamayivka village council | no | no | 0.7 | M5.3 Danube River Basin Region | M5.3.2 Prut River sub-basin | Chernivtsi region | Chernivtsi district | Mamayivska territorial community | Prut River | UA_M5.3.2_0007 | at risk | Not defined | Not defined | no |  |  | + | [5 empty] | 1.03 |  |  |  |  | 2.7051 |  | 0.412 | 3.1171 | 2022-06-08 | The Flood Risk Management Plan for Certain Areas within the Danube River Basin Region for 2023-2030 was approved by by the Order of the Cabinet of Ministers of Ukraine of 8 October 2022 No. 895-p | State, regional, local and other funds | NGO "World Wide Fund for Nature Ukraine" | 2025-2030 | very low | Design and estimate documentation developed, EIA received a positive conclusion | NGO "World Wide Fund for Nature Ukraine" | 2023-06-12
34 | 1, 2, 3 |  | 8.1.1., 8.1.2., 8.1.3 | 1, 4, 15, 21 | Construction of sewage treatment plants and drainage networks in Bili Oslavy village, Delyatynska community, Nadvirna district, Ivano-Frankivsk region | General (mandatory) data about the STP operator: 1. Balance sheet holder: Delyatyn village council 2. EDRPOU code: 04354539 3. Water user code: not available 4. Information on the operation of the STP (as of 01.01.2023) discharged waste water per year, thousand cubic metres - total: 0 - without treatment: 0 - insufficiently treated: 0 - normatively clean (without purification): 0 - normatively treated at treatment plants: 0 - biological treatment: 0 - physical and chemical treatment: 0 - mechanical: 0 - capacity of treatment facilities, after which the waste water is discharged into water bodies: 0 including those that provide regulatory treatment: 0 capacity of treatment facilities, after treatment of which return (waste) water is discharged to irrigation fields, terrain, filtration fields, storage tanks and cesspools: 0 | 1. Number of sewage treatment systems (STS): - actual - 0 - plan - 1 2. Method of wastewater treatment - actual - none - plan - MEH (1)/BIO (2) 3. Capacity of facilities after which wastewater is discharged to the surface water body (SWB) - actual - 0 thousand m3/day (0 million m3/year) - plan - 1.6 thousand m3/day (0.584 million m3/year) 4. Residual sediment (sludge) - actual - none - plan - treatment (partial recycling) 5. Stormwater drainage (SW) - collector-drainage water (rain and melt) - fact - absent - plan - treatment of storm water drainage system 6. Access to sanitation (connection of the population to the SSS (%) number of subscribers (population) of the territorial community (TC) - actual - 0 % / 0 thousand people - plan - 100%/6.4 thousand people 7. Climate neutrality - plan - installation of modern energy-saving equipment | Delyatyn village council | no | no | 6.4 | M5.3 Danube River Basin Region | M5.3.2 Prut River sub-basin | Ivano-Frankivsk | Nadvirnianskyi | Deliatynska | White Oslava River | UA_M5.3.2_0026 | at risk | Not defined | Not defined |  | х | [5 empty] | 1.6 | [5 empty] | 32 | 51.2 |  |  | 51.2 | 2023 | Drinking Water of Ukraine Programme | state, local budgets, other budgets not prohibited by law | Delyatynska community | 2025-2030 | average | Bilyi Oslavy and Chorni Oslavy villages will be connected to the SPS No feasibility study available Estimates made (expert opinion) | BUVR of the Prut and Siret | 2023 р.
35 | 1, 2, 3 |  | 8.1.1., 8.1.2., 8.1.3 | 1, 4, 15, 21 | Construction of sewage treatment plants and drainage networks in Knyazhdvir village, Pechenizhynska community, Kolomyia district, Ivano-Frankivsk region | General (mandatory) data on the STP operator: 1. Balance holder: Pechenizhyn village council 2. EDRPOU code: 40157159 3. Water user code: not available 4. Information on the operation of the STP (as of 01.01.2023) discharged waste water per year, thousand cubic metres - total: 0 - without treatment: 0 - insufficiently treated: 0 - normatively clean (without purification): 0 - normatively treated at treatment plants: 0 - biological treatment: 0 - physical and chemical treatment: 0 - mechanical: 0 - capacity of treatment facilities, after which the waste water is discharged into water bodies: 0 including those that provide regulatory treatment: 0 capacity of treatment facilities, after treatment of which return (waste) water is discharged to irrigation fields, terrain, filtration fields, storage tanks and cesspools: 0 | 1. Number of sewage treatment systems (STS): - actual - 0 - plan - 1 2. Method of wastewater treatment - actual - none - plan - MECH (1)/BIO (2) 3. Capacity of facilities after which wastewater is discharged to the surface water body (SWB) - actual - 0 thousand m3/day (0 million m3/year) - plan - 0.73 thousand m3/day (0.266 million m3/year) 4. Residual sediment (sludge) - actual - none - plan - treatment (partial recycling) 5. Stormwater drainage (SW) - collector-drainage water (rain and melt) - fact - absent - plan - treatment of storm water drainage system 6. Access to sanitation (connection of the population to the SSS (%) number of subscribers (population) of the territorial community (TC) - actual - 0 % / 0 thousand people - plan - 100%/2.9 thousand people 7. Climate neutrality - plan - installation of modern energy-saving equipment | Pechenizhyn village council | no | no | 2.9 | M5.3 Danube River Basin Region | M5.3.2 Prut River sub-basin | Ivano-Frankivsk | Kolomyisky | Pechenizhynska | Shybenka Velyka river | UA_M5.3.2_0032 | not at risk | Not defined | Not defined |  | х | [5 empty] | 0.73 | [5 empty] | 31.78 | 23.2 |  |  | 23.2 | 2023 | Drinking Water of Ukraine Programme, Development Strategy of the Pechenizhynska amalgamated territorial community for 2018-2026. | state, local budgets, other budgets not prohibited by law | Pechenizhynska community | 2025-2026 | average | No design and construction project Estimated calculations (expert opinion) | Pechenizhynska community | 2023 р.
36 | 1, 2, 3 |  | 8.1.1., 8.1.2., 8.1.3 | 1, 4, 15, 21 | Construction of sewage treatment plants and drainage networks in Kosmach village Kosmach community Kosiv district, Ivano-Frankivsk region | General (mandatory) data on the STP operator: 1. Balance sheet holder: Kosmak village council. 2. EDRPOU code: 41064139 3. Water user code: not available 4. Information on the operation of the STP (as of 01.01.2023) discharged waste water per year, thousand cubic metres - total: 0 - without treatment: 0 - insufficiently treated: 0 - normatively clean (without purification): 0 - normatively treated at treatment plants: 0 - biological treatment: 0 - physical and chemical treatment: 0 - mechanical: 0 - capacity of treatment facilities, after which the waste water is discharged into water bodies: 0 including those that provide regulatory treatment: 0 capacity of treatment facilities, after treatment of which return (waste) water is discharged to irrigation fields, terrain, filtration fields, storage tanks and cesspools: 0 | 1. Number of sewage treatment systems (STS): - actual - 0 - plan - 1 2. Method of wastewater treatment - actual - none - plan - MECH (1)/BIO (2) 3. Capacity of facilities after which wastewater is discharged to the surface water body (SWB) - actual - 0 thousand m3/day (0 million m3/year) - plan - 1.63 thousand m3/day (0.595 million m3/year) 4. Residual sediment (sludge) - actual - none - plan - treatment (partial recycling) 5. Stormwater drainage (SW) - collector-drainage water (rain and melt) - fact - absent - plan - treatment of storm water drainage system 6. Access to sanitation (connection of the population to the SSS (%) number of subscribers (population) of the territorial community (TC) - actual - 0 % / 0 thousand people - plan - 100%/6.5 thousand people 7. Climate neutrality - plan - installation of modern energy-saving equipment | Kosmak village council | no | no | 6.5 | M5.3 Danube River Basin Region | M5.3.2 Prut River sub-basin | Ivano-Frankivsk | Kosovsky | Kosmatska | Pistynka River | UA_M5.3.2_0035 | at risk | Not defined | Not defined |  | х | [5 empty] | 1.63 | [5 empty] | 31.9 | 52 |  |  | 52 | 2023 | Drinking Water of Ukraine Programme | state, local budgets, other budgets not prohibited by law | Kosmatska community | 2025-2030 | average | No design and construction project Estimated calculations (expert opinion) | BUVR of the Prut and Siret | 2023 р.
37 | 1, 2, 3 |  | 8.1.1., 8.1.2., 8.1.3 | 1, 4, 15, 21 | Construction of sewage treatment plants and water disposal networks in the village of Mykytyntsi Kosivska community Kosiv district, Ivano-Frankivsk region | General (mandatory) data about the STP operator: 1. Balance sheet holder: Kosiv City Council. 2. EDRPOU code: 04054228 3. Water user code: not available 4. Information on the operation of the STP (as of 01.01.2023) discharged waste water per year, thousand cubic metres - total: 0 - without treatment: 0 - insufficiently treated: 0 - normatively clean (without purification): 0 - normatively treated at treatment plants: 0 - biological treatment: 0 - physical and chemical treatment: 0 - mechanical: 0 - capacity of treatment facilities, after which the waste water is discharged into water bodies: 0 including those that provide regulatory treatment: 0 capacity of treatment facilities, after treatment of which return (waste) water is discharged to irrigation fields, terrain, filtration fields, storage tanks and cesspools: 0 | 1. Number of sewage treatment systems (STS): - actual - 0 - plan - 1 2. Method of wastewater treatment - actual - none - plan - MECH (1)/BIO (2) 3. Capacity of facilities after which wastewater is discharged to the surface water body (SWB) - actual - 0 thousand m3/day (0 million m3/year) - plan - 1.73 thousand m3/day (0.631 million m3/year) 4. Residual sediment (sludge) - actual - none - plan - treatment (partial recycling) 5. Stormwater drainage (SW) - collector-drainage water (rain and melt) - fact - absent - plan - treatment of stormwater drainage system 6. Access to sanitation (connection of the population to the SSS (%) number of subscribers (population) of the territorial community (TC) - actual - 0 % / 0 thousand people - plan - 100%/6.9 thousand people 7. Climate neutrality - plan - installation of modern energy-saving equipment | Kosiv City Council | no | no | 6.9 | M5.3 Danube River Basin Region | M5.3.2 Prut River sub-basin | Ivano-Frankivsk | Kosovsky | Kosivska | Pistynka River | UA_M5.3.2_0038 | possibly at risk | Not defined | Not defined |  | х | [5 empty] | 1.73 | [5 empty] | 31.9 | 55.2 |  |  | 55.2 | 2023 | Drinking Water of Ukraine Programme, Kosiv City Territorial Community Development Strategy for 2022-2027 | state, local budgets, other budgets not prohibited by law | Kosivska community | 2025-2027 | average | No design and construction project Estimated calculations (expert opinion) | Kosivska community | 2023 р.
38 | 1, 2, 3 |  | 8.1.1., 8.1.2., 8.1.3 | 1, 4, 15, 21 | Construction of sewage treatment plants and water disposal networks in the village of Nizhniy Verbizh Nizhneverbizka community Kolomyia district Ivano-Frankivsk region | General (mandatory) data about the STP operator: 1. Balance sheet holder: Nyzhnyoverbizka village council 2. EDRPOU code: 04354083 3. Water user code: not available 4. Information on the operation of the STP (as of 01.01.2023) discharged waste water per year, thousand cubic metres - total: 0 - without treatment: 0 - insufficiently treated: 0 - normatively clean (without purification): 0 - normatively treated at treatment plants: 0 - biological treatment: 0 - physical and chemical treatment: 0 - mechanical: 0 - capacity of treatment facilities, after which the waste water is discharged into water bodies: 0 including those that provide regulatory treatment: 0 capacity of treatment facilities, after treatment of which return (waste) water is discharged to irrigation fields, terrain, filtration fields, storage tanks and cesspools: 0 | 1. Number of sewage treatment systems (STS): - actual - 0 - plan - 1 2. Method of wastewater treatment - actual - none - plan - MECH (1)/BIO (2)/TRO (3) 3. Capacity of facilities after which wastewater is discharged to the surface water body (SWB) - actual - 0 thousand m3/day (0 million m3/year) - plan - 2.55 thousand m3/day (0.931 million m3/year) 4. Residual sediment (sludge) - actual - none - plan - treatment (partial recycling) 5. Stormwater drainage (SW) - collector-drainage water (rain and melt) - fact - absent - plan - treatment of storm water drainage system 6. Access to sanitation (connection of the population to the SSS (%) number of subscribers (population) of the territorial community (TC) - actual - 0 % / 0 thousand people - plan - 100%/10.2 thousand people 7. Climate neutrality - plan - installation of modern energy-saving equipment | Nyzhnyoverbizka village council | no | no | 10.2 | M5.3 Danube River Basin Region | M5.3.2 Prut River sub-basin | Ivano-Frankivsk | Kolomyisky | Nizhneverbizhskaya | Pistynka River | UA_M5.3.2_0038 | possibly at risk | Not defined | Not defined |  | х | [5 empty] | 2.55 | [5 empty] | 72 | 183.6 |  |  | 183.6 | 2023 | Drinking Water of Ukraine Programme, Development Strategy of the Nizhneverbizhske Amalgamated Territorial Community for 2018-2026. | state, local budgets, other budgets not prohibited by law | Nizhneverbizhskaya community | 2025-2026 | average | No design and construction project Estimated calculations (expert opinion) | Nizhneverbizhskaya community | 2023 р.
39 | 4 |  | 8.1.1., 8.1.2., 8.1.3., 8.1.4. | 5, 6, 7, 17, 23 | Cleaning of the riverbed with restoration of the free flow of the Pistynka River and installation of a coastal protection strip in the village of Nyzhniy Verbizh, Nyzhniy Verbizh community, Kolomyia district, Ivano-Frankivsk region (including design works). | The measures are aimed at improving the hydrological state of the watercourse, natural restoration of the river ecosystem, and achieving good ecological status of the SWB, as well as establishing a coastal protection strip. | Clearing a 2 km long section of the Pistynka River bed (Google coordinates 48.481527, 25.028257 to 48.502232, 25.040231) in the village of Nyzhniy Verbizh, Nyzhniy Verbizh community, Ivano-Frankivsk Oblast, from excessive vegetation and sedimentation with the obligatory preservation of the natural morphological characteristics of the bed and banks, restoration and maintenance of a favourable hydrological regime and ensuring free water flow. Since the Pistynka River is a mountainous river with predominantly gravel and pebble soil, there is no silt on it. | Nyzhnyoverbizka village council | no | no | 1.5 | M5.3 Danube River Basin Region | M5.3.2 Prut River sub-basin | Ivano-Frankivsk | Kolomyisky | Nizhneverbizhskaya | Pistynka River | UA_M5.3.2_0038 | possibly at risk | Not defined | Not defined | Hutsulshchyna National Park |  |  | + | [5 empty] | 2 |  |  |  | 1.5 | 3 | 0.2 | 0.6 | 3.6 | 2023-08-04 | Regional and oblast programmes of social and economic development of the community | State, regional, local and other funds | Nizhneverbizhskaya community | 2025-2030 | low | No design and estimate documentation and EIA available | Nizhneverbizhskaya community | 2023-08-04
40 | 1, 2, 3 |  | 8.1.1., 8.1.2., 8.1.3 | 1, 4, 15, 21 | Construction of sewage treatment plants and drainage networks in Velykyi Kliuchiv village, Nizhneverbizka community, Kolomyia district, Ivano-Frankivsk region | General (mandatory) data about the STP operator: 1. Balance sheet holder: Nyzhnyoverbizka village council 2. EDRPOU code: 04354083 3. Water user code: not available 4. Information on the operation of the STP (as of 01.01.2023) discharged waste water per year, thousand cubic metres - total: 0 - without treatment: 0 - insufficiently treated: 0 - normatively clean (without purification): 0 - normatively treated at treatment plants: 0 - biological treatment: 0 - physical and chemical treatment: 0 - mechanical: 0 - capacity of treatment facilities, after which the waste water is discharged into water bodies: 0 including those that provide regulatory treatment: 0 capacity of treatment facilities, after treatment of which return (waste) water is discharged to irrigation fields, terrain, filtration fields, storage tanks and cesspools: 0 | 1. Number of sewage treatment systems (STS): - actual - 0 - plan - 1 2. Method of wastewater treatment - actual - none - plan - MECH (1)/BIO (2) 3. Capacity of facilities after which wastewater is discharged to the surface water body (SWB) - actual - 0 thousand m3/day (0 million m3/year) - plan - 0.85 thousand m3/day (0.310 million m3/year) 4. Residual sediment (sludge) - actual - none - plan - treatment (partial recycling) 5. Stormwater drainage (SW) - collector-drainage water (rain and melt) - fact - absent - plan - treatment of storm water drainage system 6. Access to sanitation (connection of the population to the SSS (%) number of subscribers (population) of the territorial community (TC) - actual - 0 % / 0 thousand people - plan - 100%/3.4 thousand people 7. Climate neutrality - plan - installation of modern energy-saving equipment | Nyzhnyoverbizka village council | no | no | 3.4 | M5.3 Danube River Basin Region | M5.3.2 Prut River sub-basin | Ivano-Frankivsk | Kolomyisky | Nizhneverbizhskaya | Lučka River | UA_M5.3.2_0044 | possibly at risk | Not defined | Not defined |  | х | [5 empty] | 0.85 | [5 empty] | 32 | 27.2 |  |  | 27.2 | 2023 | Drinking Water of Ukraine Programme, Development Strategy of the Nizhneverbizhske Amalgamated Territorial Community for 2018-2026. | state, local budgets, other budgets not prohibited by law | Nizhneverbizhskaya community | 2025-2026 | average | No design and construction project Estimated calculations (expert opinion) | Nizhneverbizhskaya community | 2023 р.
41 | 1, 2, 3 |  | 8.1.1., 8.1.2., 8.1.3 | 1, 4, 15, 21 | Construction of sewage treatment plants and drainage networks in the village. Stopchativ Yablunivska community Kosiv district, Ivano-Frankivsk region | General (mandatory) data on the STP operator: 1. Balance sheet holder: Yablunivka village council 2. EDRPOU code: 41920684 3. Water user code: not available 4. Information on the operation of the STP (as of 01.01.2023) discharged waste water per year, thousand cubic metres - total: 0 - without treatment: 0 - insufficiently treated: 0 - normatively clean (without purification): 0 - normatively treated at treatment plants: 0 - biological treatment: 0 - physical and chemical treatment: 0 - mechanical: 0 - capacity of treatment facilities, after which the waste water is discharged into water bodies: 0 including those that provide regulatory treatment: 0 capacity of treatment facilities, after treatment of which return (waste) water is discharged to irrigation fields, terrain, filtration fields, storage tanks and cesspools: 0 | 1. Number of sewage treatment systems (STS): - actual - 0 - plan - 1 2. Method of wastewater treatment - actual - none - plan - MECH (1)/BIO (2)/TRO (3) 3. Capacity of facilities after which wastewater is discharged to the surface water body (SWB) - actual - 0 thousand m3/day (0 million m3/year) - plan - 4.03 thousand m3/day (1.471 million m3/year) 4. Residual sediment (sludge) - actual - not available - plan - treatment (partial processing) 5. Stormwater drainage (SW) - collector-drainage water (rain and melt) - fact - absent - plan - treatment of stormwater drainage system 6. Access to sanitation (connection of the population to the SSS (%) number of subscribers (population) of the territorial community (TC) - actual - 0 % / 0 thousand people - plan - 100%/16.1 thousand people 7. Climate neutrality - plan - installation of modern energy-saving equipment | Yablunivka village council | no | no | 16.1 | M5.3 Danube River Basin Region | M5.3.2 Prut River sub-basin | Ivano-Frankivsk | Kosovsky | Yablunivska | Lučka River | UA_M5.3.2_0044 | possibly at risk | Not defined | Not defined |  | х | [5 empty] | 4.03 | [5 empty] | 71.91 | 289.8 |  |  | 289.8 | 2023 | Drinking Water of Ukraine Programme | state, local budgets, other budgets not prohibited by law | Yablunivska community | 2025-2030 | average | The following villages will be connected to the transmission system: Yabluniv, Akreshory, Banya Bereziv, Vizhniy Bereziv, Liucha, Nyzhniy Bereziv, and Serednyi Bereziv. Serednyi Bereziv, village. Stopchativ, village. Utoropy, village Current PDD is absent Indicative calculations have been made (expert opinion) | BUVR of the Prut and Siret | 2023 р.
42 | 4 |  | 8.1.1., 8.1.2., 8.1.3., 8.1.4. | 5, 6, 7, 17, 23 | Cleaning of the riverbed with restoration of the free flow of the Liuchka River and installation of a coastal protection strip in the village of Nyzhniy Verbizh, Nyzhniy Verbizh community, Kolomyia district, Ivano-Frankivsk region (including design works). | The measures are aimed at improving the hydrological condition of the watercourse, natural restoration of the river ecosystem and achieving good ecological condition of the SWB, as well as establishing a coastal protection strip. | Clearing a 2 km long section of the Liuchka River bed (Google coordinates 48.500185, 25.003624 to 48.500412, 25.031261) in the village of Nyzhniy Verbizh, Nyzhniy Verbizh community, Ivano-Frankivsk Oblast, from excessive vegetation and sedimentation with the mandatory preservation of the natural morphological characteristics of the bed and banks, restoration and maintenance of a favourable hydrological regime and ensuring free water flow. As the Liuchka River is mountainous with predominantly gravel and pebble soil, there is no silt. | Nizhneverbizhskaya community | no | no | 1.5 | M5.3 Danube River Basin Region | M5.3.2 Prut River sub-basin | Ivano-Frankivsk region | Kolomyia district | Nizhneverbizhskaya | Lučka River | UA_M5.3.2_0044 | possibly at risk | Not defined | Not defined |  |  |  | + | [5 empty] | 2 |  |  |  | 1.5 | 3 | 0.2 | 0.6 | 3.6 | 2023-08-04 | Regional and oblast programmes of social and economic development of the community | state, local budgets, other budgets not prohibited by law | Nizhneverbizhskaya community | 2025-2030 | low | No design and estimate documentation and EIA available | Nizhneverbizhskaya community | 2023-08-04
43 | 4 |  | 8.1.4. | 5, 6, 7, 17, 23 | Restoration of the hydrological situation and capacity of the Pechenega River channel and installation of a coastal protection strip in the in the area of Dovbush street Pechenizhyn village Pechenizhynska community Kolomyia district Ivano-Frankivsk region | The measures are aimed at improving the hydrological state of the watercourse, natural restoration of the river ecosystem, and achieving good ecological status of the SWB, as well as establishing a coastal protection strip | To clear a 1 km long section of the Pechenega riverbed (Google coordinates from 48.517451970811564, 24.87502644494288 to 48.52153470331216, 24.88437672946934) in the village of Pechenizhyn, Pechenizhyn community, Ivano-Frankivsk Oblast, from excessive vegetation and sedimentation with the obligatory preservation of the natural morphological characteristics of the riverbed and banks, restoration and maintenance of a favourable hydrological regime and ensuring free water flow. Since the Pechenega River is a mountainous river with predominantly gravel and pebble soil, there is no silt on it. | Pechenizhyn village council | no | no | 1 | M5.3 Danube River Basin Region | M5.3.2 Prut River sub-basin | Ivano-Frankivsk | Kolomyisky | Pechenizhynska | Pechenega River | UA_M5.3.2_0050 | not at risk | Not defined | Not defined |  |  |  | + | [5 empty] | 1.0 |  |  |  | 0.89944 | 1.1494 | 0.4 | 0.4 | 1.5494 | 2023-07-19 | Regional and oblast programmes of social and economic development of the community | state, local budgets, other budgets not prohibited by law | Pechenizhynska community | 2025-2030 | low | No design and estimate documentation and EIA available | Pechenizhynska community | 2023-08-18
44 | 1, 2, 3 |  | 8.1.1., 8.1.2., 8.1.3 | 1, 4, 15, 21 | Construction of sewage treatment plants and drainage networks in the village of Rungury Pechenizhynska community Kolomyia district Ivano-Frankivsk region | General (mandatory) data on the STP operator: 1. Balance holder: Pechenizhyn village council 2. EDRPOU code: 40157159 3. Water user code: not available 4. Information on the operation of the STP (as of 01.01.2023) discharged waste water per year, thousand cubic metres - total: 0 - without treatment: 0 - insufficiently treated: 0 - normatively clean (without purification): 0 - normatively treated at treatment plants: 0 - biological treatment: 0 - physical and chemical treatment: 0 - mechanical: 0 - capacity of treatment facilities, after which the waste water is discharged into water bodies: 0 including those that provide regulatory treatment: 0 capacity of treatment facilities, after treatment of which return (waste) water is discharged to irrigation fields, terrain, filtration fields, storage tanks and cesspools: 0 | 1. Number of sewage treatment systems (STS): - actual - 0 - plan - 1 2. Method of wastewater treatment - actual - none - plan - MECH (1)/BIO (2) 3. Capacity of facilities after which wastewater is discharged to the surface water body (SWB) - actual - 0 thousand m3/day (0 million m3/year) - plan - 0.9 thousand m3/day (0.329 million m3/year) 4. Residual sediment (sludge) - actual - none - plan - treatment (partial recycling) 5. Stormwater drainage (SW) - collector-drainage water (rain and melt) - fact - absent - plan - treatment of stormwater drainage system 6. Access to sanitation (connection of the population to the SSS (%) number of subscribers (population) of the territorial community (TC) - actual - 0 % / 0 thousand people - plan - 100%/3.5 thousand people 7. Climate neutrality - plan - installation of modern energy-saving equipment | Pechenizhyn village council | no | no | 3.5 | M5.3 Danube River Basin Region | M5.3.2 Prut River sub-basin | Ivano-Frankivsk | Kolomyisky | Pechenizhynska | Sopivka River | UA_M5.3.2_0050 | not at risk | Not defined | Not defined |  | х | [5 empty] | 0.9 | [5 empty] | 31.11 | 28 |  |  | 28 | 2023 | Drinking Water of Ukraine Programme, Development Strategy of the Pechenizhynska amalgamated territorial community for 2018-2026. | state, local budgets, other budgets not prohibited by law | Pechenizhynska community | 2025-2026 | average | The following villages will be connected to the CPS. Rungury, village. Sloboda No design and development plan available Approximate calculations made (expert opinion) | Pechenizhynska community | 2023 р.
45 | 1, 2, 3 |  | 8.1.1., 8.1.2., 8.1.3 | 1, 4, 15, 21 | Construction of sewage treatment plants and drainage networks in the village of Sopiv Pechenizhynska community Kolomyia district, Ivano-Frankivsk region | General (mandatory) data on the STP operator: 1. Balance holder: Pechenizhyn village council 2. EDRPOU code: 40157159 3. Water user code: not available 4. Information on the operation of the STP (as of 01.01.2023) discharged waste water per year, thousand cubic metres - total: 0 - without treatment: 0 - insufficiently treated: 0 - normatively clean (without purification): 0 - normatively treated at treatment plants: 0 - biological treatment: 0 - physical and chemical treatment: 0 - mechanical: 0 - capacity of treatment facilities, after which the waste water is discharged into water bodies: 0 including those that provide regulatory treatment: 0 capacity of treatment facilities, after treatment of which return (waste) water is discharged to irrigation fields, terrain, filtration fields, storage tanks and cesspools: 0 | 1. Number of sewage treatment systems (STS): - actual - 0 - plan - 1 2. Method of wastewater treatment - actual - none - plan - MECH (1)/BIO (2) 3. Capacity of facilities after which wastewater is discharged to the surface water body (SWB) - actual - 0 thousand m3/day (0 million m3/year) - plan - 0.65 thousand m3/day (0.237 million m3/year) 4. Residual sediment (sludge) - actual - none - plan - treatment (partial recycling) 5. Stormwater drainage (SW) - collector-drainage water (rain and melt) - fact - absent - plan - treatment of stormwater drainage system 6. Access to sanitation (connection of the population to the SSS (%) number of subscribers (population) of the territorial community (TC) - actual - 0 % / 0 thousand people - plan - 100%/2.6 thousand people 7. Climate neutrality - plan - installation of modern energy-saving equipment | Pechenizhyn village council | no | no | 2.6 | M5.3 Danube River Basin Region | M5.3.2 Prut River sub-basin | Ivano-Frankivsk | Kolomyisky | Pechenizhynska | Sopivka River | UA_M5.3.2_0051 | not at risk | Not defined | Not defined |  | х | [5 empty] | 0.65 | [5 empty] | 32 | 20.8 |  |  | 20.8 | 2023 | Drinking Water of Ukraine Programme, Development Strategy of the Pechenizhynska amalgamated territorial community for 2018-2026. | state, local budgets, other budgets not prohibited by law | Pechenizhynska community | 2025-2026 | average | No design and construction project Estimated calculations (expert opinion) | Pechenizhynska community | 2023 р.
46 | 4 |  | 8.1.4. | 5, 6, 7, 17, 23 | Restoration of the hydrological situation and capacity of the Sopivka river channel near the Voronivka corner and installation of a coastal protection strip in the village of Sopiv Pechenizhynska community Kolomyia district, Ivano-Frankivsk region | The measures are aimed at improving the hydrological state of the watercourse, natural restoration of the river ecosystem, and achieving good ecological status of the SWB, as well as establishing a coastal protection strip | To clear a 1 km long section of the Sopivka riverbed (Google coordinates 48.515382, 24.986778 to 48.513785, 24.995643) in the village of Sopiv, Pechenizhyn community, Ivano-Frankivsk Oblast, from excessive vegetation and sedimentation with the obligatory preservation of the natural morphological characteristics of the riverbed and banks, restoration and maintenance of a favourable hydrological regime and ensuring free water flow. As the Sopivka River is a mountainous river with predominantly gravel and pebble soil, there is no silt. | Pechenizhyn village council | no | no | 2.5 | M5.3 Danube River Basin Region | M5.3.2 Prut River sub-basin | Ivano-Frankivsk | Kolomyisky | Pechenizhynska | Sopivka River | UA_M5.3.2_0051 | not at risk | Not defined | Not defined |  |  |  | + | [5 empty] | 1.0 |  |  |  | 2.0599 | 2.3099 | 0.4 | 0.4 | 2.7099 | 2023-07-19 | Regional and oblast programmes of social and economic development of the community | state, local budgets, other budgets not prohibited by law | Pechenizhynska community | 2025-2030 | low | No design and estimate documentation and EIA available | Pechenizhynska community | 2023-08-18
47 | 1, 2, 3 | - | 8.1.1., 8.1.2., 8.1.3 | 1, 4, 15, 21 | Construction of treatment facilities and sewage networks in the village of Pyadyky Pyadytska community, Kolomyia district, Ivano-Frankivsk region | General (mandatory) data on the STP operator: 1. Balance sheet holder: Pyadytska village council 2. EDRPOU code: 04354120 3. Water user code: not available 4. Information on the operation of the STP (as of 01.01.2022) discharged waste water per year, million cubic metres - total: 0 - without treatment: 0 - insufficiently treated: 0 - normatively clean (without cleaning): 0 - normatively treated at treatment plants: 0 - biological treatment: 0 - physical and chemical treatment: 0 - capacity of treatment facilities, after which the waste water is discharged into water bodies: 0 including those that provide regulatory treatment: 0 capacity of treatment facilities, after treatment of which return (waste) water is discharged to irrigation fields, terrain, filtration fields, storage tanks and cesspools: 0 | 1. Number of sewage treatment systems (STS): - actual - 0 - plan - 1 2. Method of wastewater treatment - actual - none - plan - MEH(1)/BIO(2) 3. Capacity of facilities after which wastewater is discharged to the surface water body (SWB) - actual - 0 m3/day (0 million m3/year) - plan - 0.9 m3/day (0.328 million m3/year) 4. Residual sediment (silt) - actual - not available - plan - treatment (partial recycling) 5. Stormwater drainage (SWD) - collector-drainage water (rain and melt) - fact - not available - plan - treatment of storm water drainage system 6. Access to sanitation (connection of the population to the SSS (%) number of subscribers (population) of the territorial community (TC) - actual - 0%/0 thousand people - plan - 100%/3.5 thousand people 7. Climate neutrality - plan - installation of modern energy-saving equipment | Pyadytska village council | No. | no | 3.5 | M5.3 Danube River Basin Region | M5.3.2 Prut River sub-basin | Ivano-Frankivsk region | Kolomyia district | Pyadytska | Dobrovidka River, Kosachivka River | UA_M5.3.2_0056 UA_M5.3.2_0057 | possibly at risk/at risk | Not applicable / Not applicable | Not applicable / Not applicable |  | х | [5 empty] | 0.9 | [5 empty] | 31.1 | 28 |  |  | 28 | 2022 | The Drinking Water Programme, the Programme "Environmental Protection of Ivano-Frankivsk Oblast Environment Protection in Ivano-Frankivsk Oblast until 2025, and the Pyadytska Rural community Development Strategy until 2027. | state, local budgets, other budgets not prohibited by law | Pyadytska community | 2024-2027 (stages of implementation) | average | There is no design and construction project, approximate calculations have been made (expert opinion) | Pyadytska community | 2023 р.
48 | 4 |  | 8.1.4. | 5, 6, 7, 17, 23 | Cleaning of the riverbed with restoration of the free flow of the Verkhivets River and installation of a coastal protection strip in Semakivtsi village, Mateivetska community, Kolomyia district, Ivano-Frankivsk region (including design works) | The measures are aimed at improving the hydrological state of the watercourse, natural restoration of the river ecosystem, and achieving good ecological status of the SWB, as well as establishing a coastal protection strip | To clear a 1.5 km long section of the Verkhivets River channel (Google coordinates from 48.48439487482923, 25.207747810953766 to 48.48050062064079, 25.21506338907079) in the village of Semakivtsi, Mateyivtsi community, Ivano-Frankivsk Oblast, from excessive vegetation and sedimentation, while preserving the natural morphological characteristics of the channel and banks, restoring and maintaining a favourable hydrological regime and ensuring free water flow. As the Verkhivets River flows mainly through agricultural land, the river is overgrown and silt accumulates at the bottom. | Mateyivka village council | no | no | 1.2 | M5.3 Danube River Basin Region | M5.3.2 Prut River sub-basin | Ivano-Frankivsk | Kolomyisky | Matejevetska | Verkhovets River | UA_M5.3.2_0058 | not at risk | Not defined | Not defined |  |  |  | + | [5 empty] | 1.5 |  |  |  | 0.7 | 1 | 0.4 | 0.6 | 1.6 | 2023-08-16 | Regional and oblast programmes of social and economic development of the community | state, local budgets, other budgets not prohibited by law | Matejivetska community | 2025-2030 | low | No design and estimate documentation and EIA available | Matejivetska community | 2023-08-16
49 | 1, 2, 3 |  | 8.1.1., 8.1.2., 8.1.3 | 1, 4, 15, 21 | Construction of sewage treatment plants and drainage networks in Pidhaichyky village Pidhaichyky community, Kolomyia district, Ivano-Frankivsk region | General (mandatory) data on the STP operator: 1. Balance holder: Pidhaichyky village council 2. EDRPOU code: 04354114 3. Water user code: not available 4. Information on the operation of the STP (as of 01.01.2023) discharged waste water per year, thousand cubic metres - total: 0 - without treatment: 0 - insufficiently treated: 0 - normatively clean (without cleaning): 0 - normatively treated at treatment plants: 0 - biological treatment: 0 - physical and chemical treatment: 0 - mechanical: 0 - capacity of treatment facilities, after which the waste water is discharged into water bodies: 0 including those that provide regulatory treatment: 0 capacity of treatment facilities, after treatment of which return (waste) water is discharged to irrigation fields, terrain, filtration fields, storage tanks and cesspools: 0 | 1. Number of sewage treatment systems (STS): - actual - 0 - plan - 1 2. Method of wastewater treatment - actual - none - plan - MECH (1)/BIO (2) 3. Capacity of facilities after which wastewater is discharged to the surface water body (SWB) - actual - 0 thousand m3/day (0 million m3/year) - plan - 0.68 thousand m3/day (0.248 million m3/year) 4. Residual sediment (sludge) - actual - none - plan - treatment (partial processing) 5. Stormwater drainage (SW) - collector-drainage water (rain and melt) - fact - absent - plan - treatment of storm water drainage system 6. Access to sanitation (connection of the population to the SSS (%) number of subscribers (population) of the territorial community (TC) - actual - 0 % / 0 thousand people - plan - 100%/2.7 thousand people 7. Climate neutrality - plan - installation of modern energy-saving equipment | Pidhaichyky village council | no | no | 2.7 | M5.3 Danube River Basin Region | M5.3.2 Prut River sub-basin | Ivano-Frankivsk | Kolomyisky | Pidhaichikovska | Turk River | UA_M5.3.2_0063 | possibly at risk | Not defined | Not defined |  | х | [5 empty] | 0.68 | [5 empty] | 31.76 | 21.6 |  |  | 21.6 | 2023 | Drinking Water of Ukraine Programme | state, local budgets, other budgets not prohibited by law | Pidhaichykovska community | 2025-2030 | average | No design and construction project Estimated calculations (expert opinion) | BUVR of the Prut and Siret | 2023 р.
50 | 1, 2, 3 | - | 8.1.1., 8.1.2., 8.1.3 | 1, 4, 15, 21 | Reconstruction of sewage treatment facilities in Zabolotiv village Zabolotivska community Kolomyia district, Ivano-Frankivsk region | General (mandatory) data on the STP operator: 1. Balance sheet holder: ME "Zabolotivskyi communal services plant" 2. EDRPOU code: 19399967 3. Water user code: 260483 4. Information on the operation of the STP (as of 01.01.2023) discharged waste water per year, thousand cubic metres - total: 9,7 - without treatment: 0 - insufficiently treated: 0 - normatively clean (without purification): 0 - normatively treated at treatment plants: 9,7 - biological treatment: 9,7 - physical and chemical treatment: 0 - mechanical: 0 - capacity of treatment facilities, after which the waste water is discharged into water bodies: 146,0 including those that provide regulatory treatment:- - capacity capacity of treatment facilities, after treatment of which waste water is discharged to irrigation fields, terrain, filtration fields, storage tanks and cesspools: 0 | 1. Number of sewage treatment systems (STS) - actual - 1 - plan - 1 2. Method of wastewater treatment - actual - MECH (1)/BIO (2) - plan - MECH (1)/BIO (2) 3. Capacity of the facilities after which wastewater is discharged to the STP - actual - 0.4 thousand m3/day (0.146 million m3/year) - plan - 0.8 thousand m3/day (0.288 million m3/year) 4. Residual sludge (sludge) - actual - untreated (storage) - plan - treatment (partial processing) 5. Stormwater drainage (SWD) - collector-drainage water (rain and melt) - fact -MEH(1) - plan - additional treatment of CS / MEH(1)/BIO(2) 6. Access to sanitation (connection of the population to the SSS (%) number of subscribers (population) of the territorial community (TC) - actual - 30%/1.2 thousand people - plan - 60%/2.5 thousand people 7. Climate neutrality - actual - use of outdated pumping equipment - plan - replacement of equipment, installation of modern energy-saving equipment | Zabolotivskyi Communal Services Plant | no | no | 4 | M5.3 Danube River Basin Region | M5.3.2 Prut River sub-basin | Ivano-Frankivsk | Kolomyisky | Zabolotovskaya | Turk River | UA_M5.3.2_0064 | not at risk | Not defined | Not defined |  | х | [5 empty] | 0.8 | [5 empty] | 1.88 | 1.5 |  |  | 1.5 | 2021 | Drinking Water of Ukraine Programme, Letter from Zabolotivka Village Council dated 06.02.2023 No. 287/02-29 | state, local budgets, other budgets not prohibited by law | ME Zabolotivskyi Communal Services Plant | 2024-2025 | average | There is no design and construction project, approximate calculations have been made (expert opinion) | ME Zabolotivskyi Utility Plant Zabolotivska community | 2023 р.
51 | 1, 2, 3 |  | 8.1.1., 8.1.2., 8.1.3 | 1, 4, 15, 21 | Construction of sewage treatment plants and drainage networks in Yavoriv village, Kosivska community, Kosiv district, Ivano-Frankivsk region | General (mandatory) data about the STP operator: 1. Balance sheet holder: Kosiv City Council. 2. EDRPOU code: 04054228 3. Water user code: not available 4. Information on the operation of the STP (as of 01.01.2023) discharged waste water per year, thousand cubic metres - total: 0 - without treatment: 0 - insufficiently treated: 0 - normatively clean (without cleaning): 0 - normatively treated at treatment plants: 0 - biological treatment: 0 - physical and chemical treatment: 0 - mechanical: 0 - capacity of treatment facilities, after which the waste water is discharged into water bodies: 0 including those that provide regulatory treatment: 0 capacity of treatment facilities, after treatment of which return (waste) water is discharged to irrigation fields, terrain, filtration fields, storage tanks and cesspools: 0 | 1. Number of sewage treatment systems (STS): - actual - 0 - plan - 1 2. Method of wastewater treatment - actual - none - plan - MECH (1)/BIO (2) 3. Capacity of facilities after which wastewater is discharged to the surface water body (SWB) - actual - 0 thousand m3/day (0 million m3/year) - plan - 0.6 thousand m3/day (0.219 million m3/year) 4. Residual sediment (sludge) - actual - none - plan - treatment (partial recycling) 5. Stormwater drainage (SW) - collector-drainage water (rain and melt) - fact - absent - plan - treatment of storm water drainage system 6. Access to sanitation (connection of the population to the SSS (%) number of subscribers (population) of the territorial community (TC) - actual - 0 % / 0 thousand people - plan - 100%/2.4 thousand people 7. Climate neutrality - plan - installation of modern energy-saving equipment | Kosiv City Council | no | no | 2.4 | M5.3 Danube River Basin Region | M5.3.2 Prut River sub-basin | Ivano-Frankivsk | Kosovsky | Kosivska | Rybnitsa River | UA_M5.3.2_0066 | at risk | Not defined | Not defined | Hutsulshchyna National Nature Park | х | [5 empty] | 0.6 | [5 empty] | 32 | 19.2 |  |  | 19.2 | 2023 | Drinking Water of Ukraine Programme, Kosiv City Territorial Community Development Strategy for 2022-2027 | state, local budgets, other budgets not prohibited by law | Kosivska community | 2025-2027 | average | No design and construction project Estimated calculations (expert opinion) | Kosivska community | 2023 р.
52 | 1, 2, 3 |  | 8.1.1., 8.1.2., 8.1.3 | 1, 4, 15, 21 | Construction of sewage treatment plants and drainage networks in the village. Horod Kosivska community Kosiv district Ivano-Frankivsk region | General (mandatory) data about the STP operator: 1. Balance sheet holder: Kosiv City Council. 2. EDRPOU code: 04054228 3. Water user code: not available 4. Information on the operation of the STP (as of 01.01.2023) discharged waste water per year, thousand cubic metres - total: 0 - without treatment: 0 - insufficiently treated: 0 - normatively clean (without cleaning): 0 - normatively treated at treatment plants: 0 - biological treatment: 0 - physical and chemical treatment: 0 - mechanical: 0 - capacity of treatment facilities, after which the waste water is discharged into water bodies: 0 including those that provide regulatory treatment: 0 capacity of treatment facilities, after treatment of which return (waste) water is discharged to irrigation fields, terrain, filtration fields, storage tanks and cesspools: 0 | 1. Number of sewage treatment systems (STS): - actual - 0 - plan - 1 2. Method of wastewater treatment - actual - none - plan - MECH (1)/BIO (2) 3. Capacity of facilities after which wastewater is discharged to the surface water body (SWB) - actual - 0 thousand m3/day (0 million m3/year) - plan - 0.68 thousand m3/day (0.248 million m3/year) 4. Residual sediment (sludge) - actual - none - plan - treatment (partial processing) 5. Stormwater drainage (SW) - collector-drainage water (rain and melt) - fact - absent - plan - treatment of storm water drainage system 6. Access to sanitation (connection of the population to the SSS (%) number of subscribers (population) of the territorial community (TC) - actual - 0 % / 0 thousand people - plan - 100%/2.7 thousand people 7. Climate neutrality - plan - installation of modern energy-saving equipment | Kosiv City Council | no | no | 2.7 | M5.3 Danube River Basin Region | M5.3.2 Prut River sub-basin | Ivano-Frankivsk | Kosovsky | Kosivska | Rybnitsa River | UA_M5.3.2_0067 | at risk | Not defined | Not defined | Hutsulshchyna National Nature Park | х | [5 empty] | 0.68 | [5 empty] | 31.76 | 21.6 |  |  | 21.6 | 2023 | Drinking Water of Ukraine Programme, Kosiv City Territorial Community Development Strategy for 2022-2027 | state, local budgets, other budgets not prohibited by law | Kosivska community | 2025-2027 | average | The following villages will be connected to the STP: vlg. Horod, village. Sokolivka Approximate calculations have been made (expert opinion) | Kosivska community | 2023
53 | 1, 2, 3 |  | 8.1.1., 8.1.2., 8.1.3 | 1, 4, 15, 21 | Construction of sewage treatment plants and drainage networks in Verbovets village, Kosivska community, Kosiv district, Ivano-Frankivsk region | General (mandatory) data about the STP operator: 1. Balance sheet holder: Kosiv City Council. 2. EDRPOU code: 04054228 3. Water user code: not available 4. Information on the operation of the STP (as of 01.01.2023) discharged waste water per year, thousand cubic metres - total: 0 - without treatment: 0 - insufficiently treated: 0 - normatively clean (without cleaning): 0 - normatively treated at treatment plants: 0 - biological treatment: 0 - physical and chemical treatment: 0 - mechanical: 0 - capacity of treatment facilities, after which the waste water is discharged into water bodies: 0 including those that provide regulatory treatment: 0 capacity of treatment facilities, after treatment of which return (waste) water is discharged to irrigation fields, terrain, filtration fields, storage tanks and cesspools: 0 | 1. Number of sewage treatment systems (STS): - actual - 0 - plan - 1 2. Method of wastewater treatment - actual - none - plan - MECH (1)/BIO (2) 3. Capacity of facilities after which wastewater is discharged to the surface water body (SWB) - actual - 0 thousand m3/day (0 million m3/year) - plan - 1.75 thousand m3/day (0.639 million m3/year) 4. Residual sediment (sludge) - actual - none - plan - treatment (partial recycling) 5. Stormwater drainage (SW) - collector-drainage water (rain and melt) - fact - absent - plan - treatment of storm water drainage system 6. Access to sanitation (connection of the population to the SSS (%) number of subscribers (population) of the territorial community (TC) - actual - 0 % / 0 thousand people - plan - 100%/7.0 thousand people 7. Climate neutrality - plan - installation of modern energy-saving equipment | Kosiv City Council | no | no | 7 | M5.3 Danube River Basin Region | M5.3.2 Prut River sub-basin | Ivano-Frankivsk | Kosovsky | Kosivska | Rybnitsa River | UA_M5.3.2_0068 | at risk | Not defined | Not defined |  | х | [5 empty] | 1.75 | [5 empty] | 32 | 56 |  |  | 56 | 2023 | Drinking Water of Ukraine Programme, Kosiv City Territorial Community Development Strategy for 2022-2027 | state, local budgets, other budgets not prohibited by law | Kosivska community | 2025-2027 | average | Verbovets and Smodna villages will be connected to the WSC No design and development plan available Estimates have been made (expert opinion) | Kosivska community | 2023 р.
54 | 1, 2, 3 |  | 8.1.1., 8.1.2., 8.1.3 | 1, 4, 15, 21 | Construction of sewage treatment plants and drainage networks in Rozhniv village Rozhnivska community, Kosiv district, Ivano-Frankivsk region | General (mandatory) data on the STP operator: 1. Balance sheet holder: Rozhniv village council 2. EDRPOU code: 42736152 3. Water user code: not available 4. Information on the operation of the STP (as of 01.01.2023) discharged waste water per year, thousand cubic metres - total: 0 - without treatment: 0 - insufficiently treated: 0 - normatively clean (without cleaning): 0 - normatively treated at treatment plants: 0 - biological treatment: 0 - physical and chemical treatment: 0 - mechanical: 0 - capacity of treatment facilities, after which the waste water is discharged into water bodies: 0 including those that provide regulatory treatment: 0 capacity of treatment facilities, after treatment of which return (waste) water is discharged to irrigation fields, terrain, filtration fields, storage tanks and cesspools: 0 | 1. Number of sewage treatment systems (STS): - actual - 0 - plan - 1 2. Method of wastewater treatment - actual - none - plan - MECH (1)/BIO (2) 3. Capacity of facilities after which wastewater is discharged to the surface water body (SWB) - actual - 0 thousand m3/day (0 million m3/year) - plan - 1.4 thousand m3/day (0.511 million m3/year) 4. Residual sediment (sludge) - actual - none - plan - treatment (partial recycling) 5. Stormwater drainage (SW) - collector-drainage water (rain and melt) - fact - absent - plan - treatment of storm water drainage system 6. Access to sanitation (connection of the population to the SSS (%) number of subscribers (population) of the territorial community (TC) - actual - 0 % / 0 thousand people - plan - 100%/5.6 thousand people 7. Climate neutrality - plan - installation of modern energy-saving equipment | Rozhniv village council | no | no | 5.6 | M5.3 Danube River Basin Region | M5.3.2 Prut River sub-basin | Ivano-Frankivsk | Kosovsky | Rozhnivska | Rybnitsa River | UA_M5.3.2_0068 | at risk | Not defined | Not defined |  | х | [5 empty] | 1.4 | [5 empty] | 32 | 44.8 |  |  | 44.8 | 2023 | Drinking Water of Ukraine Programme | state, local budgets, other budgets not prohibited by law | Rozhnivska community | 2025-2030 | average | No design and construction project Estimated calculations (expert opinion) | Rozhnivska community | 2023 р.
55 | 1, 2, 3 |  | 8.1.1., 8.1.2., 8.1.3 | 1, 4, 15, 21 | Construction of sewage treatment plants and drainage networks in the village of Dzhuriv Sniatynska community, Kolomyia district, Ivano-Frankivsk region | General (mandatory) data on the STP operator: 1. Balance holder: Sniatyn City Council 2. EDRPOU code: 04054240 3. Water user code: not available 4. Information on the operation of the STP (as of 01.01.2023) discharged waste water per year, thousand cubic metres - total: 0 - without treatment: 0 - insufficiently treated: 0 - normatively clean (without cleaning): 0 - normatively treated at treatment plants: 0 - biological treatment: 0 - physical and chemical treatment: 0 - mechanical: 0 - capacity of treatment facilities, after which the waste water is discharged into water bodies: 0 including those that provide regulatory treatment: 0 capacity of treatment facilities, after treatment of which return (waste) water is discharged to irrigation fields, terrain, filtration fields, storage tanks and cesspools: 0 | 1. Number of sewage treatment systems (STS): - actual - 0 - plan - 1 2. Method of wastewater treatment - actual - none - plan - MECH (1)/BIO (2) 3. Capacity of facilities after which wastewater is discharged to the surface water body (SWB) - actual - 0 thousand m3/day (0 million m3/year) - plan - 0.8 thousand m3/day (0.292 million m3/year) 4. Residual sediment (sludge) - actual - none - plan - treatment (partial recycling) 5. Stormwater drainage (SW) - collector-drainage water (rain and melt) - fact - absent - plan - treatment of storm water drainage system 6. Access to sanitation (connection of the population to the SSS (%) number of subscribers (population) of the territorial community (TC) - actual - 0 % / 0 thousand people - plan - 100%/3.1 thousand people 7. Climate neutrality - - fact - use of outdated pumping equipment - plan - installation of modern energy-saving equipment | Sniatyn City Council | no | no | 3.1 | M5.3 Danube River Basin Region | M5.3.2 Prut River sub-basin | Ivano-Frankivsk | Kolomyisky | Sniatynska | Rybnitsa River | UA_M5.3.2_0068 | at risk | Not defined | Not defined |  | х | [5 empty] | 0.8 | [5 empty] | 31 | 24.8 |  |  | 24.8 | 2023 | Drinking Water of Ukraine Programme | state, local budgets, other budgets not prohibited by law | Sniatynska community | 2025-2030 | average | Dzhuriv and Novoselytsia villages will be connected to the SPS Approximate calculations have been made (expert opinion) | Sniatynska community | 2023 р.
56 | 1, 2, 3 |  | 8.1.1., 8.1.2., 8.1.3 | 1, 4, 15, 21 | Construction of sewage treatment plants and drainage networks in the village of Rika Kosivska community Kosiv district, Ivano-Frankivsk region | General (mandatory) data about the STP operator: 1. Balance sheet holder: Kosiv City Council. 2. EDRPOU code: 04054228 3. Water user code: not available 4. Information on the operation of the STP (as of 01.01.2023) discharged waste water per year, thousand cubic metres - total: 0 - without treatment: 0 - insufficiently treated: 0 - normatively clean (without cleaning): 0 - normatively treated at treatment plants: 0 - biological treatment: 0 - physical and chemical treatment: 0 - mechanical: 0 - capacity of treatment facilities, after which the waste water is discharged into water bodies: 0 including those that provide regulatory treatment: 0 capacity of treatment facilities, after treatment of which return (waste) water is discharged to irrigation fields, terrain, filtration fields, storage tanks and cesspools: 0 | 1. Number of sewage treatment systems (STS): - actual - 0 - plan - 1 2. Method of wastewater treatment - actual - none - plan - MECH (1)/BIO (2) 3. Capacity of facilities after which wastewater is discharged to the surface water body (SWB) - actual - 0 thousand m3/day (0 million m3/year) - plan - 0.53 thousand m3/day (0.193 million m3/year) 4. Residual sediment (sludge) - actual - none - plan - treatment (partial recycling) 5. Stormwater drainage (SW) - collector-drainage water (rain and melt) - fact - absent - plan - treatment of storm water drainage system 6. Access to sanitation (connection of the population to the SSS (%) number of subscribers (population) of the territorial community (TC) - actual - 0 % / 0 thousand people - plan - 100%/2.1 thousand people 7. Climate neutrality - plan - installation of modern energy-saving equipment | Kosiv City Council | no | no | 2.1 | M5.3 Danube River Basin Region | M5.3.2 Prut River sub-basin | Ivano-Frankivsk | Kosovsky | Kosivska | river River | UA_M5.3.2_0070 | at risk | Not defined | Not defined | Hutsulshchyna National Nature Park | х | [5 empty] | 0.53 | [5 empty] | 31.7 | 16.8 |  |  | 16.8 | 2023 | Drinking Water of Ukraine Programme, Kosiv City Territorial Community Development Strategy for 2022-2027 | state, local budgets, other budgets not prohibited by law | Kosivska community | 2025-2027 | average | No design and construction project Estimated calculations (expert opinion) | Kosivska community | 2023 р.
57 | 1, 2, 3 |  | 8.1.1., 8.1.2., 8.1.3 | 1, 4, 15, 21 | Construction of sewage treatment plants and drainage networks in Khimchyn village, Rozhnivska community, Kosiv district, Ivano-Frankivsk region | General (mandatory) data on the STP operator: 1. Balance sheet holder: Rozhniv village council 2. EDRPOU code: 42736152 3. Water user code: not available 4. Information on the operation of the STP (as of 01.01.2023) discharged waste water per year, thousand cubic metres - total: 0 - without treatment: 0 - insufficiently treated: 0 - normatively clean (without cleaning): 0 - normatively treated at treatment plants: 0 - biological treatment: 0 - physical and chemical treatment: 0 - mechanical: 0 - capacity of treatment facilities, after which the waste water is discharged into water bodies: 0 including those that provide regulatory treatment: 0 capacity of treatment facilities, after treatment of which return (waste) water is discharged to irrigation fields, terrain, filtration fields, storage tanks and cesspools: 0 | 1. Number of sewage treatment systems (STS): - actual - 0 - plan - 1 2. Method of wastewater treatment - actual - none - plan - MECH (1)/BIO (2) 3. Capacity of facilities after which wastewater is discharged to the surface water body (SWB) - actual - 0 thousand m3/day (0 million m3/year) - plan - 0.8 thousand m3/day (0.292 million m3/year) 4. Residual sediment (sludge) - actual - none - plan - treatment (partial recycling) 5. Stormwater drainage (SW) - collector-drainage water (rain and melt) - fact - absent - plan - treatment of storm water drainage system 6. Access to sanitation (connection of the population to the SSS (%) number of subscribers (population) of the territorial community (TC) - actual - 0 % / 0 thousand people - plan - 100%/3.2 thousand people 7. Climate neutrality - plan - installation of modern energy-saving equipment | Rozhniv village council | no | no | 3.2 | M5.3 Danube River Basin Region | M5.3.2 Prut River sub-basin | Ivano-Frankivsk | Kosovsky | Rozhnivska | Khimchin River | UA_M5.3.2_0074 | at risk | Not defined | Not defined | Hutsulshchyna National Nature Park | х | [5 empty] | 0.8 | [5 empty] | 32 | 25.6 |  |  | 25.6 | 2023 | Drinking Water of Ukraine Programme | state, local budgets, other budgets not prohibited by law | Rozhnivska community | 2025-2030 | average | No design and construction project Estimated calculations (expert opinion) | Rozhnivska community | 2023 р.
58 | 1, 2, 3 |  | 8.1.1., 8.1.2., 8.1.3 | 1, 4, 15, 21 | Construction of sewage treatment plants and drainage networks in the village. Zhukiv Obertynska community Ivano-Frankivsk district Ivano-Frankivsk region | General (mandatory) data on the STP operator: 1. Balance sheet holder: Obertyn village council 2. EDRPOU code: 04357727 3. Water user code: not available 4. Information on the operation of the STP (as of 01.01.2023) discharged waste water per year, thousand cubic metres - total: 0 - without treatment: 0 - insufficiently treated: 0 - normatively clean (without cleaning): 0 - normatively treated at treatment plants: 0 - biological treatment: 0 - physical and chemical treatment: 0 - mechanical: 0 - capacity of treatment facilities, after which the waste water is discharged into water bodies: 0 including those that provide regulatory treatment: 0 capacity of treatment facilities, after treatment of which return (waste) water is discharged to irrigation fields, terrain, filtration fields, storage tanks and cesspools: 0 | 1. Number of sewage treatment systems (STS): - actual - 0 - plan - 1 2. Method of wastewater treatment - actual - none - plan - MECH (1)/BIO (2) 3. Capacity of facilities after which wastewater is discharged to the surface water body (SWB) - actual - 0 thousand m3/day (0 million m3/year) - plan - 0.6 thousand m3/day (0.219 million m3/year) 4. Residual sediment (sludge) - actual - none - plan - treatment (partial recycling) 5. Stormwater drainage (SW) - collector-drainage water (rain and melt) - fact - absent - plan - treatment of storm water drainage system 6. Access to sanitation (connection of the population to the SSS (%) number of subscribers (population) of the territorial community (TC) - actual - 0 % / 0 thousand people - plan - 100%/2.2 thousand people 7. Climate neutrality - plan - installation of modern energy-saving equipment | Obertyn village council | no | no | 5.3 | M5.3 Danube River Basin Region | M5.3.2 Prut River sub-basin | Ivano-Frankivsk | Ivano-Frankivsk | Obertinskaya | Chernyava River | UA_M5.3.2_0075 | not at risk | Not defined | Not defined |  | х | [5 empty] | 0.6 | [5 empty] | 29.33 | 17.6 |  |  | 17.6 | 2023 | Drinking Water of Ukraine Programme | state, local budgets, other budgets not prohibited by law | Obertynska community | 2025-2030 | average | No design and construction project Estimated calculations (expert opinion) | BUVR of the Prut and Siret | 2023 р.
59 | 1, 2, 3 |  | 8.1.1., 8.1.2., 8.1.3 | 1, 4, 15, 21 | Construction of sewage treatment plants and drainage networks in Kulachkivtsi village Hvizdetska community, Kolomyia district, Ivano-Frankivsk region | General (mandatory) data on the STP operator: 1. Balance holder: Hvizdetska village council 2. EDRPOU code: 20539347 3. Water user code: not available 4. Information on the operation of the STP (as of 01.01.2023) discharged waste water per year, thousand cubic metres - total: 0 - without treatment: 0 - insufficiently treated: 0 - normatively clean (without cleaning): 0 - normatively treated at treatment plants: 0 - biological treatment: 0 - physical and chemical treatment: 0 - mechanical: 0 - capacity of treatment facilities, after which the waste water is discharged into water bodies: 0 including those that provide regulatory treatment: 0 capacity of treatment facilities, after treatment of which return (waste) water is discharged to irrigation fields, terrain, filtration fields, storage tanks and cesspools: 0 | 1. Number of sewage treatment systems (STS): - actual - 0 - plan - 1 2. Method of wastewater treatment - actual - none - plan - MECH (1)/BIO (2) 3. Capacity of facilities after which wastewater is discharged to the surface water body (SWB) - actual - 0 thousand m3/day (0 million m3/year) - plan - 0.6 thousand m3/day (0.219 million m3/year) 4. Residual sediment (sludge) - actual - none - plan - treatment (partial recycling) 5. Stormwater drainage (SW) - collector-drainage water (rain and melt) - fact - absent - plan - treatment of storm water drainage system 6. Access to sanitation (connection of the population to the SSS (%) number of subscribers (population) of the territorial community (TC) - actual - 0 % / 0 thousand people - plan - 100%/2.4 thousand people 7. Climate neutrality - plan - installation of modern energy-saving equipment | Hvizdetska village council | no | no | 2.4 | M5.3 Danube River Basin Region | M5.3.2 Prut River sub-basin | Ivano-Frankivsk | Kolomyisky | Hvizdetska | Chernyava River | UA_M5.3.2_0076 | possibly at risk | Not defined | Not defined |  | х | [5 empty] | 0.6 | [5 empty] | 32 | 19.2 |  |  | 19.2 | 2023 | Drinking Water of Ukraine Programme | state, local budgets, other budgets not prohibited by law | Hvizdetska community | 2025-2030 | average | Kulachkivtsi and Khomyakivka villages will be connected to the SPS No design and development plan available Estimates made (expert opinion) | BUVR of the Prut and Siret | 2023 р.
60 | 1, 2, 3 |  | 8.1.1., 8.1.2., 8.1.3 | 1, 4, 15, 21 | Construction of sewage treatment plants and drainage networks in Balyntsi village Zabolotivska community, Kolomyia district, Ivano-Frankivsk region | General (mandatory) data on the STP operator: 1. Balance sheet holder: Zabolotivka village council 2. EDRPOU code: 04355355 3. Water user code: not available 4. Information on the operation of the STP (as of 01.01.2023) discharged waste water per year, thousand cubic metres - total: 0 - without treatment: 0 - insufficiently treated: 0 - normatively clean (without cleaning): 0 - normatively treated at treatment plants: 0 - biological treatment: 0 - physical and chemical treatment: 0 - mechanical: 0 - capacity of treatment facilities, after which the waste water is discharged into water bodies: 0 including those that provide regulatory treatment: 0 capacity of treatment facilities, after treatment of which return (waste) water is discharged to irrigation fields, terrain, filtration fields, storage tanks and cesspools: 0 | 1. Number of sewage treatment systems (STS): - actual - 0 - plan - 1 2. Method of wastewater treatment - actual - none - plan - MECH (1)/BIO (2) 3. Capacity of facilities after which wastewater is discharged to the surface water body (SWB) - actual - 0 thousand m3/day (0 million m3/year) - plan - 0.7 thousand m3/day (0.256 million m3/year) 4. Residual sediment (sludge) - actual - none - plan - treatment (partial recycling) 5. Stormwater drainage (SW) - collector-drainage water (rain and melt) - fact - absent - plan - treatment of storm water drainage system 6. Access to sanitation (connection of the population to the SSS (%) number of subscribers (population) of the territorial community (TC) - actual - 0 % / 0 thousand people - plan - 100%/2.8 thousand people 7. Climate neutrality - plan - installation of modern energy-saving equipment | Zabolotivka village council | no | no | 2.8 | M5.3 Danube River Basin Region | M5.3.2 Prut River sub-basin | Ivano-Frankivsk | Kolomyisky | Zabolotovskaya | Chernyava River | UA_M5.3.2_0076 | possibly at risk | Not defined | Not defined |  | х | [5 empty] | 0.7 | [5 empty] | 32 | 22.4 |  |  | 22.4 | 2023 | Drinking Water of Ukraine Programme | state, local budgets, other budgets not prohibited by law | Zabolotivska community | 2025-2030 | average | There is no design and construction project, approximate calculations have been made (expert opinion) | Zabolotivska community | 2023 р.
61 | 1, 2, 3 |  | 8.1.1., 8.1.2., 8.1.3 | 1, 4, 15, 21 | Construction of sewage treatment plants and drainage networks in Yakivka village, Obertynska community, Ivano-Frankivsk district, Ivano-Frankivsk region | General (mandatory) data on the STP operator: 1. Balance sheet holder: Obertyn village council 2. EDRPOU code: 04357727 3. Water user code: not available 4. Information on the operation of the STP (as of 01.01.2023) discharged waste water per year, thousand cubic metres - total: 0 - without treatment: 0 - insufficiently treated: 0 - normatively clean (without cleaning): 0 - normatively treated at treatment plants: 0 - biological treatment: 0 - physical and chemical treatment: 0 - mechanical: 0 - capacity of treatment facilities, after which the waste water is discharged into water bodies: 0 including those that provide regulatory treatment: 0 capacity of treatment facilities, after treatment of which return (waste) water is discharged to irrigation fields, terrain, filtration fields, storage tanks and cesspools: 0 | 1. Number of sewage treatment systems (STS): - actual - 0 - plan - 1 2. Method of wastewater treatment - actual - none - plan - MECH (1)/BIO (2) 3. Capacity of facilities after which wastewater is discharged to the surface water body (SWB) - actual - 0 thousand m3/day (0 million m3/year) - plan - 1.33 thousand m3/day (0.485 million m3/year) 4. Residual sediment (sludge) - actual - none - plan - treatment (partial processing) 5. Stormwater drainage (SW) - collector-drainage water (rain and melt) - fact - absent - plan - treatment of storm water drainage system 6. Access to sanitation (connection of the population to the SSS (%) number of subscribers (population) of the territorial community (TC) - actual - 0 % / 0 thousand people - plan - 100%/5.3 thousand people 7. Climate neutrality - plan - installation of modern energy-saving equipment | Obertyn village council | no | no | 5.3 | M5.3 Danube River Basin Region | M5.3.2 Prut River sub-basin | Ivano-Frankivsk | Ivano-Frankivsk | Obertinskaya | Chernyava River | UA_M5.3.2_0076 | possibly at risk | Not defined | Not defined |  | х | [5 empty] | 1.33 | [5 empty] | 31.87 | 42.4 |  |  | 42.4 | 2023 | Drinking Water of Ukraine Programme | state, local budgets, other budgets not prohibited by law | Obertynska community | 2025-2030 | average | Obertyn and Yakivka villages will be connected to the WSC No design and development plan available Estimates made (expert opinion) | BUVR of the Prut and Siret | 2023 р.
62 | 1, 2, 3 |  | 8.1.1., 8.1.2., 8.1.3 | 1, 4, 15, 21 | Construction of sewage treatment plants and drainage networks in Velyka Kamyanka Pyadytska community, Kolomyia district, Ivano-Frankivsk region | General (mandatory) data on the STP operator: 1. Balance holder: Pyadytska village council 2. EDRPOU code: 04354120 3. Water user code: not available 4. Information on the operation of the STP (as of 01.01.2023) discharged waste water per year, thousand cubic metres - total: 0 - without treatment: 0 - insufficiently treated: 0 - normatively clean (without cleaning): 0 - normatively treated at treatment plants: 0 - biological treatment: 0 - physical and chemical treatment: 0 - mechanical: 0 - capacity of treatment facilities, after which the waste water is discharged into water bodies: 0 including those that provide regulatory treatment: 0 capacity of treatment facilities, after treatment of which return (waste) water is discharged to irrigation fields, terrain, filtration fields, storage tanks and cesspools: 0 | 1. Number of sewage treatment systems (STS): - actual - 0 - plan - 1 2. Method of wastewater treatment - actual - none - plan - MECH (1)/BIO (2) 3. Capacity of facilities after which wastewater is discharged to the surface water body (SWB) - actual - 0 thousand m3/day (0 million m3/year) - plan - 0.7 thousand m3/day (0.256 million m3/year) 4. Residual sediment (sludge) - actual - none - plan - treatment (partial recycling) 5. Stormwater drainage (SW) - collector-drainage water (rain and melt) - fact - absent - plan - treatment of storm water drainage system 6. Access to sanitation (connection of the population to the SSS (%) number of subscribers (population) of the territorial community (TC) - actual - 0 % / 0 thousand people - plan - 100%/2.8 thousand people 7. Climate neutrality - plan - installation of modern energy-saving equipment | Pyadytska village council | no | no | 2.8 | M5.3 Danube River Basin Region | M5.3.2 Prut River sub-basin | Ivano-Frankivsk | Kolomyisky | Pyadytska | Chernyava River | UA_M5.3.2_0076 | possibly at risk | Not defined | Not defined |  | х | [5 empty] | 0.7 | [5 empty] | 32 | 22.4 |  |  | 22.4 | 2023 | Drinking Water of Ukraine Programme, Pyadytska Rural Territorial Community Development Strategy until 2027. | state, local budgets, other budgets not prohibited by law | Pyadytska community | 2025-2027 | average | No design and construction project Estimated calculations (expert opinion) | Pyadytska community | 2023 р.
63 | 1, 2, 3 |  | 8.1.1., 8.1.2., 8.1.3 | 1, 4, 15, 21 | Construction of sewage treatment plants and drainage networks in Korshiv village Pyadytska community, Kolomyia district, Ivano-Frankivsk region | General (mandatory) data on the STP operator: 1. Balance sheet holder: Korshiv village council 2. EDRPOU code: 04356863 3. Water user code: not available 4. Information on the operation of the STP (as of 01.01.2023) discharged waste water per year, thousand cubic metres - total: 0 - without treatment: 0 - insufficiently treated: 0 - normatively clean (without cleaning): 0 - normatively treated at treatment plants: 0 - biological treatment: 0 - physical and chemical treatment: 0 - mechanical: 0 - capacity of treatment facilities, after which the waste water is discharged into water bodies: 0 including those that provide regulatory treatment: 0 capacity of treatment facilities, after treatment of which return (waste) water is discharged to irrigation fields, terrain, filtration fields, storage tanks and cesspools: 0 | 1. Number of sewage treatment systems (STS): - actual - 0 - plan - 1 2. Method of wastewater treatment - actual - none - plan - MECH (1)/BIO (2) 3. Capacity of facilities after which wastewater is discharged to the surface water body (SWB) - actual - 0 thousand m3/day (0 million m3/year) - plan - 1.1 thousand m3/day (0.402 million m3/year) 4. Residual sediment (sludge) - actual - none - plan - treatment (partial recycling) 5. Stormwater drainage (SW) - collector-drainage water (rain and melt) - fact - absent - plan - treatment of storm water drainage system 6. Access to sanitation (connection of the population to the SSS (%) number of subscribers (population) of the territorial community (TC) - actual - 0 % / 0 thousand people - plan - 100%/4.4 thousand people 7. Climate neutrality - plan - installation of modern energy-saving equipment | Korshiv village council | no | no | 4.4 | M5.3 Danube River Basin Region | M5.3.2 Prut River sub-basin | Ivano-Frankivsk | Kolomyisky | Pyadytska | Chernyava River | UA_M5.3.2_0076 | possibly at risk | Not defined | Not defined |  | х | [5 empty] | 1.1 | [5 empty] | 32 | 35.2 |  |  | 35.2 | 2023 | Drinking Water of Ukraine programme, | state, local budgets, other budgets not prohibited by law | Korshivska community | 2025-2030 | average | Korshiv and Cheremkhiv villages will be connected to the SPS No design and development plan available Estimates have been made (expert opinion) | BUVR of the Prut and Siret | 2023 р.
64 | 1, 2, 3 |  | 8.1.1., 8.1.2., 8.1.3 | 1, 4, 15, 21 | Construction of sewage treatment plants and drainage networks in the village of Stetseva Sniatynska community Kolomyia district, Ivano-Frankivsk region | General (mandatory) data on the STP operator: 1. Balance holder: Sniatyn City Council 2. EDRPOU code: 04054240 3. Water user code: not available 4. Information on the operation of the STP (as of 01.01.2023) discharged waste water per year, thousand cubic metres - total: 0 - without treatment: 0 - insufficiently treated: 0 - normatively clean (without purification): 0 - normatively treated at treatment plants: 0 - biological treatment: 0 - physical and chemical treatment: 0 - mechanical: 0 - capacity of treatment facilities, after which the waste water is discharged into water bodies: 0 including those that provide regulatory treatment: 0 capacity of treatment facilities, after treatment of which return (waste) water is discharged to irrigation fields, terrain, filtration fields, storage tanks and cesspools: 0 | 1. Number of sewage treatment systems (STS): - actual - 0 - plan - 1 2. Method of wastewater treatment - actual - none - plan - MECH (1)/BIO (2) 3. Capacity of facilities after which wastewater is discharged to the surface water body (SWB) - actual - 0 thousand m3/day (0 million m3/year) - plan - 0.85 thousand m3/day (0.310 million m3/year) 4. Residual sediment (sludge) - actual - none - plan - treatment (partial recycling) 5. Stormwater drainage (SW) - collector-drainage water (rain and melt) - fact - absent - plan - treatment of storm water drainage system 6. Access to sanitation (connection of the population to the SSS (%) number of subscribers (population) of the territorial community (TC) - actual - 0 % / 0 thousand people - plan - 100%/3.4 thousand people 7. Climate neutrality - plan - installation of modern energy-saving equipment | Sniatyn City Council | no | no | 3.4 | M5.3 Danube River Basin Region | M5.3.2 Prut River sub-basin | Ivano-Frankivsk | Kolomyisky | Sniatynska | Potichok River | UA_M5.3.2_0081 | not at risk | Not defined | Not defined |  | х | [5 empty] | 0.85 | [5 empty] | 32 | 27.2 |  |  | 27.2 | 2023 | Drinking Water of Ukraine Programme | state, local budgets, other budgets not prohibited by law | Sniatynska community | 2025-2030 | average | No design and construction project Estimated calculations (expert opinion) | Sniatynska community | 2023 р.
65 | 1, 2, 3 |  | 8.1.1., 8.1.2., 8.1.3 | 1, 4, 15, 21 | Construction of sewage treatment plants and drainage networks in Konyatyn village Konyatynska community Vyzhnytskyi district, Chernivtsi region | General (mandatory) data on the STP operator: 1. Balance sheet holder: Konyatyno village council 2. EDRPOU code: 04417783 3. Water user code: not available 4. Information on the operation of the STP (as of 01.01.2023) discharged waste water per year, thousand cubic metres - total: 0 - without treatment: 0 - insufficiently treated: 0 - normatively clean (without cleaning): 0 - normatively treated at treatment plants: 0 - biological treatment: 0 - physical and chemical treatment: 0 - mechanical: 0 - capacity of treatment facilities, after which the waste water is discharged into water bodies: 0 including those that provide regulatory treatment: 0 capacity of treatment facilities, after treatment of which return (waste) water is discharged to irrigation fields, terrain, filtration fields, storage tanks and cesspools: 0 | 1: Number of sewage treatment systems (STS): - actual - 0 - plan - 1 2. Method of wastewater treatment - actual - none - plan - MEH (1) / BIO (2) 3. Capacity of facilities after which wastewater is discharged to the surface water body (SWB) - actual - 0 thousand m3/day (0 million m3/year) - plan - 0.9 thousand m3/day (0.328 million m3/year) 4. Residual sediment (sludge) - actual - none - plan - treatment (partial recycling) 5. Stormwater drainage (SW) - collector-drainage water (rain and melt) - fact - not available - plan - treatment of storm water drainage system 6. Access to sanitation (connection of the population to the SSS (%) number of subscribers (population) of the territorial community (TC) - actual - 0 %/0 thousand people - plan - 100%/3.4 thousand people 7. Climate neutrality - plan - installation of modern energy-saving equipment | Konyatyno village council | no | no | 3.4 | M5.3 Danube River Basin Region | M5.3.2 Prut River sub-basin | Chernivetska | Vyzhnytskyi | Konyatynska | Cheremosh River | UA_M5.3.2_0083 | not at risk | Not defined | Not defined | Hutsulshchyna National Nature Park | х | [5 empty] | 0.9 | [5 empty] | 30.2 | 27.2 |  |  | 27.2 | 2023 | Drinking Water of Ukraine Programme | state, local budgets, other budgets not prohibited by law | Konyatynska community | 2025-2030 | average | Konyatyn, Velykyi Lypovets, Dovhopillia, Yablunytsia villages will be connected to the SPS, no design and construction project, approximate calculations made (expert opinion) | BUVR of the Prut and Siret | 2023 р.
66 | 1, 2, 3 |  | 8.1.1., 8.1.2., 8.1.3 | 1, 4, 15, 21 | Construction of sewage treatment plants and water disposal networks in Biloberizka village Biloberizka community Verkhovyna district, Ivano-Frankivsk region | General (mandatory) data on the STP operator: 1. Balance sheet holder: Biloberizka village council 2. EDRPOU code: 40468386 3. Water user code: not available 4. Information on the operation of the STP (as of 01.01.2023) discharged waste water per year, thousand cubic metres - total: 0 - without treatment: 0 - insufficiently treated: 0 - normatively clean (without cleaning): 0 - normatively treated at treatment plants: 0 - biological treatment: 0 - physical and chemical treatment: 0 - mechanical: 0 - capacity of treatment facilities, after which the waste water is discharged into water bodies: 0 including those that provide regulatory treatment: 0 capacity of treatment facilities, after treatment of which return (waste) water is discharged to irrigation fields, terrain, filtration fields, storage tanks and cesspools: 0 | 1. Number of sewage treatment systems (STS): - actual - 0 - plan - 1 2. Method of wastewater treatment - actual - none - plan - MECH (1)/BIO (2) 3. Capacity of facilities after which wastewater is discharged to the surface water body (SWB) - actual - 0 thousand m3/day (0 million m3/year) - plan - 0.5 thousand m3/day (0.183 million m3/year) 4. Residual sediment (sludge) - actual - none - plan - treatment (partial recycling) 5. Stormwater drainage (SW) - collector-drainage water (rain and melt) - fact - absent - plan - treatment of stormwater drainage system 6. Access to sanitation (connection of the population to the SSS (%) number of subscribers (population) of the territorial community (TC) - actual - 0 % / 0 thousand people - plan - 100%/2.0 thousand people 7. Climate neutrality - plan - installation of modern energy-saving equipment | Biloberizka village council | no | no | 2 | M5.3 Danube River Basin Region | M5.3.2 Prut River sub-basin | Ivano-Frankivsk | Verkhovinsky | Beloberizka | Cheremosh River | UA_M5.3.2_0083 | not at risk | Not defined | Not defined | Hutsulshchyna National Nature Park | х | [5 empty] | 0.5 | [5 empty] | 32 | 16 |  |  | 16 | 2023 | Drinking Water of Ukraine Programme, Sustainable Development Strategy of Biloberizka amalgamated territorial community for 2017-2027 | state, local budgets, other budgets not prohibited by law | Beloberizka community | 2023-2027 | average | Biloberizka and Khorotseve villages will be connected to the SPS, but the design is not available, approximate calculations have been made (expert opinion) | Beloberizka community | 2023 р.
67 | 1, 2, 3 |  | 8.1.1., 8.1.2., 8.1.3 | 1, 4, 15, 21 | Construction of sewage treatment plants and water disposal networks in the village of Roztoky Kutska community Kosiv district, Ivano-Frankivsk region | General (mandatory) data on the STP operator: 1. Balance sheet holder: Kutske village council 2. EDRPOU code: 04354249 3. Water user code: not available 4. Information on the operation of the STP (as of 01.01.2023) discharged waste water per year, thousand cubic metres - total: 0 - without treatment: 0 - insufficiently treated: 0 - normatively clean (without cleaning): 0 - normatively treated at treatment plants: 0 - biological treatment: 0 - physical and chemical treatment: 0 - mechanical: 0 - capacity of treatment facilities, after which the waste water is discharged into water bodies: 0 including those that provide regulatory treatment: 0 capacity of treatment facilities, after treatment of which return (waste) water is discharged to irrigation fields, terrain, filtration fields, storage tanks and cesspools: 0 | 1. Number of sewage treatment systems (STS): - actual - 0 - plan - 1 2. Method of wastewater treatment - actual - none - plan - MECH (1)/BIO (2) 3. Capacity of facilities after which wastewater is discharged to the surface water body (SWB) - actual - 0 thousand m3/day (0 million m3/year) - plan - 0.5 thousand m3/day (0.183 million m3/year) 4. Residual sediment (sludge) - actual - none - plan - treatment (partial recycling) 5. Stormwater drainage (SW) - collector-drainage water (rain and melt) - fact - absent - plan - treatment of storm water drainage system 6. Access to sanitation (connection of the population to the SSS (%) number of subscribers (population) of the territorial community (TC) - actual - 0 % / 0 thousand people - plan - 100%/2.0 thousand people 7. Climate neutrality - plan - installation of modern energy-saving equipment | Kutske village council | no | no | 2 | M5.3 Danube River Basin Region | M5.3.2 Prut River sub-basin | Ivano-Frankivsk | Kosovsky | Kutska | Cheremosh River | UA_M5.3.2_0083 | not at risk | Not defined | Not defined | Hutsulshchyna National Nature Park | х | [5 empty] | 0.5 | [5 empty] | 32 | 16 |  |  | 16 | 2023 | Drinking Water of Ukraine Programme, Kutske Settlement Territorial Community Development Strategy for 2022-2027 | state, local budgets, other budgets not prohibited by law | Kutska community | 2025-2027 | average | No design and construction project Estimated calculations (expert opinion) | Kutska community | 2023 р.
68 | 1, 2, 3 | - | 8.1.1., 8.1.2., 8.1.3 | 1, 4, 15, 21 | Reconstruction of treatment facilities in Kosiv Kosivska community Kosiv district, Ivano-Frankivsk region | General (mandatory) data on the operator of the KOS 1.Balance sheet holder: Municipal utility company "Kosiv" of the Kosiv City Council 2.EDRPOU code: 41845519 3.Water user code: 261099 4.Information on the operation of the KOS (01.01.2023) Wastewater discharged per year thousand m3 total: 55.1 - without treatment: 0 - normatively clean (without treatment): 0 - normatively treated at treatment plants: 55.1 - biological treatment: 55.1 - physical and chemical treatment: 0 - capacity of treatment facilities after treatment from which waste water is discharged into water bodies: 730.0 - including those that provide regulatory treatment: 0 - capacity of wastewater treatment plants after which wastewater is discharged to irrigation fields, filtration fields, storage tanks and cesspools: 0 | 1. Number of sewage treatment systems (STS) - actual - 1 - plan - 1 2. Method of wastewater treatment - actual - MECH (1)/BIO(2) - plan - MECH(1)/BIO(2) 3. Capacity of the facilities after which wastewater is discharged to the STP - actual - 2.0 thousand m3/day (0.730 million m3/year) - plan - 2.0 thousand m3/day (0.730 million m3/year) 4. Residual sludge (sludge) - actual - untreated (storage) - plan - treatment (partial processing) 5. Stormwater drainage (SWD) - collector-drainage water (rain and melt) - fact - MECH (1) - plan - additional treatment of the CS / MEH(1)/BIO(2) 6. Access to sanitation (connection of the population to the SSS (%) number of subscribers (population) of the territorial community (TC) - actual - 100%/8.49 thousand people - plan - 100%/8.49 thousand people 7. Climate neutrality - actual - use of outdated pumping equipment - plan - replacement of equipment, installation of modern energy-saving equipment | Kosiv Municipal Utility Company | no | no | 8.49 | M5.3 Danube River Basin Region | M5.3.2 Prut River sub-basin | Ivano-Frankivsk | Kosovsky | Kosivska | Cheremosh River | UA_M5.3.2_0083 UA_M5.3.2_0084 | no risk, possibly at risk | Not applicable / Not applicable | Not applicable/Unspecified | Hutsulshchyna National Nature Park | х | [5 empty] | 2 | [5 empty] | 2.85 | 24.2 |  |  | 24.198 | 2020 | Drinking Water of Ukraine Programme Environmental Protection Programme for Ivano-Frankivsk Oblast until 2025 | state, local budgets, other budgets not prohibited by law | Kosiv Municipal Utility Company, Kosivskaya community | 2025 | average | There is no design and construction project, approximate calculations have been made (expert opinion) | Kosiv Municipal Utility Company, Kosivskaya community | 2023 р.
69 | 1, 2, 3 | - | 8.1.1., 8.1.2., 8.1.3 | 1, 4, 15, 21 | Construction of sewage treatment facilities and water disposal networks in the village of Milievo village Chornohuzy Vyzhnytsia community Vyzhnytsia district, Chernivtsi region | General (mandatory) data on the CCO operator: 0,0 1. Balance sheet holder: Vyzhnytsia City Council 2. EDRPOU code: 04062096 3. Water user code: not available 4. Information on the operation of the STP (as of 01.01.2023) discharged waste water per year, million cubic metres - total: 0 - without treatment: 0 - insufficiently treated: 0 - normatively clean (without cleaning): 0 - normatively treated at treatment plants: 0 - biological treatment: 0 - physical and chemical treatment: 0 - mechanical: 0 - capacity of treatment facilities, after which the waste water is discharged into water bodies: 0 including those that provide regulatory treatment: 0 capacity of treatment facilities, after treatment of which the return (waste) water is discharged to irrigation fields, terrain, filtration fields, storage tanks and cesspools: 0 | 1. Number of sewage treatment systems (STS): - actual - 0 - plan - 1 2. Method of wastewater treatment - actual - none - plan - MECH (1) / BIO (2) / TRO (3) 3. Capacity of facilities after which wastewater is discharged to the surface water body (SWB) - actual - 0 thousand m3/day (0 million m3/year) - plan - 3.0 thousand m3/day (1.1 million m3/year) 4. Residual sediment (sludge) - actual - not available - plan - treatment (partial recycling) 5. Storm sewerage (SS) - collector-drainage water (rain and melt) - fact - not available - plan - treatment of storm water drainage system 6. Access to sanitation (connection of the population to the SSS (%), number of subscribers (population) of the territorial community (TC) - actual -0 % /0 thousand people - plan - 100%/11.9 thousand people 7. Climate neutrality - plan - installation of modern energy-saving equipment | Vyzhnytsia City Council | no | no | 11.9 | M5.3 Danube River Basin Region | M5.3.2 Prut River sub-basin | Chernivetska | Vyzhnytskyi | Vyzhnytska | Cheremosh River | UA_M5.3.2_0084 | possibly at risk | Not defined | Not defined |  | х | [5 empty] | 3 | [5 empty] | 71.4 | 214.2 |  |  | 214.2 | 2023 | Drinking Water Programme, Comprehensive Environmental Protection Programme "Ecology" in Chernivtsi Oblast for 2022-2026 | state, local budgets, other budgets not prohibited by law | Vyzhnytska community | 2025-2030 | average | The following villages will be connected to the WSC: vill. Milievo, Ispas, Kibaki, Bahna, Chornohuzy No design and development plan available Approximate calculations made (expert opinion) | Vyzhnytska community | 2023 р.
70 | 1, 2, 3 | - | 8.1.1., 8.1.2., 8.1.3 | 1, 4, 15, 21 | Construction of sewage treatment plants and drainage networks in Banyliv village Banylivska community Vizhnytskyi district, Chernivtsi region | General (mandatory) data on the STP operator: 1. Balance sheet holder: Banylivka village council 2. EDRPOU code: 04418204 3. Water user code: not available 4. Information on the operation of the STP (as of 01.01.2023) discharged waste water per year, million cubic metres - total: 0 - without treatment: 0 - insufficiently treated: 0 - normatively clean (without cleaning): 0 - normatively treated at treatment plants: 0 - biological treatment: 0 - physical and chemical treatment: 0 - mechanical - 0 - capacity of treatment facilities, after which the waste water is discharged into water bodies: 0 including those that provide regulatory treatment:- capacity of treatment facilities, after treatment of which return (waste) water is discharged to irrigation fields, terrain, filtration fields, storage tanks and cesspools: 0 | Number of sewage treatment systems (STS): - actual - 0 - planned - 1 2. Method of wastewater treatment - actual - none - plan - MECH (1)/BIO (2) 3. Capacity of facilities after which wastewater is discharged to the surface water body (SWB) - actual - 0 thousand m3/day (0 million m3/year) - plan - 1.0 thousand m3/day (0.365 million m3/year) 4. Residual sediment (sludge) - actual - none - plan - treatment (partial recycling) 5. Stormwater drainage (SW) - collector-drainage water (rain and melt) - fact - not available - plan - treatment of storm water drainage system 6. Access to sanitation (connection of the population to the SSS (%) number of subscribers (population) of the territorial community (TC) - actual - 0 % / 0 thousand people - plan - 100% /3.9 thousand people 7. Climate neutrality - plan - installation of modern energy-saving equipment | Banylivka village council | no | no | 3.9 | M5.3 Danube River Basin Region | M5.3.2 Prut River sub-basin | Chernivetska | Vyzhnytskyi | Banilovskaya | Cheremosh River | UA_M5.3.2_0084 | possibly at risk | Not defined | Not defined |  | х | [5 empty] | 1 | [5 empty] | 31.2 | 31.2 |  |  | 31.2 | 2023 | Drinking Water Programme | state, local budgets, other budgets not prohibited by law | Banilivska community | 2025-2030 | average | There is no design and construction project, approximate calculations have been made (expert opinion) | Banilivska community | 2023 р.
71 | 1, 2, 3 |  | 8.1.1., 8.1.2., 8.1.3 | 1, 4, 15, 21 | Construction of sewage treatment plants and drainage networks in the village of Slobidka Kutska community Kosiv district, Ivano-Frankivsk region | General (mandatory) data on the STP operator: 1. Balance sheet holder: Kutske village council 2. EDRPOU code: 04354249 3. Water user code: not available 4. Information on the operation of the STP (as of 01.01.2023) discharged waste water per year, thousand cubic metres - total: 0 - without treatment: 0 - insufficiently treated: 0 - normatively clean (without cleaning): 0 - normatively treated at treatment plants: 0 - biological treatment: 0 - physical and chemical treatment: 0 - mechanical: 0 - capacity of treatment facilities, after which the waste water is discharged into water bodies: 0 including those that provide regulatory treatment: 0 capacity of treatment facilities, after treatment of which return (waste) water is discharged to irrigation fields, terrain, filtration fields, storage tanks and cesspools: 0 | 1. Number of sewage treatment systems (STS): - actual - 0 - plan - 1 2. Method of wastewater treatment - actual - none - plan - MECH (1)/BIO (2)/TRO (3) 3. Capacity of facilities after which wastewater is discharged to the surface water body (SWB) - actual - 0 thousand m3/day (0 million m3/year) - plan - 2.9 thousand m3/day (1.058 million m3/year) 4. Residual sediment (sludge) - actual - none - plan - treatment (partial recycling) 5. Stormwater drainage (SW) - collector-drainage water (rain and melt) - fact - absent - plan - treatment of storm water drainage system 6. Access to sanitation (connection of the population to the SSS (%) number of subscribers (population) of the territorial community (TC) - actual - 0 % / 0 thousand people - plan - 100%/11.5 thousand people 7. Climate neutrality - plan - installation of modern energy-saving equipment | Kutske village council | no | no | 11.5 | M5.3 Danube River Basin Region | M5.3.2 Prut River sub-basin | Ivano-Frankivsk | Kosovsky | Kutska | Cheremosh River | UA_M5.3.2_0084 | possibly at risk | Not defined | Not defined |  | х | [5 empty] | 2.9 | [5 empty] | 31.7 | 92 |  |  | 92 | 2023 | Drinking Water of Ukraine Programme, Kutske Settlement Territorial Community Development Strategy for 2022-2027 | state, local budgets, other budgets not prohibited by law | Kutska community | 2025-2027 | average | The following villages will be connected to the CSC: vlg. Slobidka, Kuty village, Staryi Kuty village, Tyudiv village. Stari Kuty, Tyudiv village No design and development plan available No design and development plan available Approximate calculations (expert opinion) | Kutska community | 2023 р.
72 | 1, 2, 3 |  | 8.1.1., 8.1.2., 8.1.3 | 1, 4, 15, 21 | Construction of sewage treatment facilities and drainage networks in the village of Rybne Rozhnivska community Kosiv district Ivano-Frankivsk region | General (mandatory) data on the STP operator: 1. Balance sheet holder: Rozhniv village council 2. EDRPOU code: 42736152 3. Water user code: not available 4. Information on the operation of the STP (as of 01.01.2023) discharged waste water per year, thousand cubic metres - total: 0 - without treatment: 0 - insufficiently treated: 0 - normatively clean (without cleaning): 0 - normatively treated at treatment plants: 0 - biological treatment: 0 - physical and chemical treatment: 0 - mechanical: 0 - capacity of treatment facilities, after which the waste water is discharged into water bodies: 0 including those that provide regulatory treatment: 0 capacity of treatment facilities, after treatment of which return (waste) water is discharged to irrigation fields, terrain, filtration fields, storage tanks and cesspools: 0 | 1. Number of sewage treatment systems (STS): - actual - 0 - plan - 1 2. Method of wastewater treatment - actual - none - plan - MECH (1)/BIO (2) 3. Capacity of facilities after which wastewater is discharged to the surface water body (SWB) - actual - 0 thousand m3/day (0 million m3/year) - plan - 1.0 thousand m3/day (0.365 million m3/year) 4. Residual sediment (sludge) - actual - none - plan - treatment (partial recycling) 5. Stormwater drainage (SW) - collector-drainage water (rain and melt) - fact - absent - plan - treatment of storm water drainage system 6. Access to sanitation (connection of the population to the SSS (%) number of subscribers (population) of the territorial community (TC) - actual - 0 % / 0 thousand people - plan - 100%/4.0 thousand people 7. Climate neutrality - plan - installation of modern energy-saving equipment | Rozhniv village council | no | no | 4 | M5.3 Danube River Basin Region | M5.3.2 Prut River sub-basin | Ivano-Frankivsk | Kosovsky | Rozhnivska | Cheremosh River | UA_M5.3.2_0084 | possibly at risk | Not defined | Not defined |  | х | [5 empty] | 1 | [5 empty] | 32 | 32 |  |  | 32 | 2023 | Drinking Water of Ukraine Programme | state, local budgets, other budgets not prohibited by law | Rozhnivska community | 2025-2030 | average | The following villages will be connected to the ODS: Rybne village. Rybne village, Kobaki village Approximate calculations have been made (expert opinion) | Rozhnivska community | 2023 р.
73 | 1, 2, 3 |  | 8.1.1., 8.1.2., 8.1.3 | 1, 4, 15, 21 | Construction of sewage treatment plants and water disposal networks in the village. Horishne Zalyuchia Sniatynska community Kolomyia district, Ivano-Frankivsk region | General (mandatory) data about the STP operator: 1. Balance sheet holder: Sniatyn City Council 2. EDRPOU code: 04054240 3. Water user code: not available 4. Information on the operation of the STP (as of 01.01.2023) discharged waste water per year, thousand cubic metres - total: 0 - without treatment: 0 - insufficiently treated: 0 - normatively clean (without cleaning): 0 - normatively treated at treatment plants: 0 - biological treatment: 0 - physical and chemical treatment: 0 - mechanical: 0 - capacity of treatment facilities, after which the waste water is discharged into water bodies: 0 including those that provide regulatory treatment: 0 capacity of treatment facilities, after treatment of which return (waste) water is discharged to irrigation fields, terrain, filtration fields, storage tanks and cesspools: 0 | 1. Number of sewage treatment systems (STS): - actual - 0 - plan - 1 2. Method of wastewater treatment - actual - none - plan - MECH (1)/BIO (2) 3. Capacity of facilities after which wastewater is discharged to the surface water body (SWB) - actual - 0 thousand m3/day (0 million m3/year) - plan - 1.3 thousand m3/day (0.475 million m3/year) 4. Residual sediment (sludge) - actual - none - plan - treatment (partial recycling) 5. Stormwater drainage (SW) - collector-drainage water (rain and melt) - fact - absent - plan - treatment of storm water drainage system 6. Access to sanitation (connection of the population to the SSS (%) number of subscribers (population) of the territorial community (TC) - actual - 0 % / 0 thousand people - plan - 100%/5.2 thousand people 7. Climate neutrality - plan - installation of modern energy-saving equipment | Sniatyn City Council | no | no | 5.2 | M5.3 Danube River Basin Region | M5.3.2 Prut River sub-basin | Ivano-Frankivsk | Kolomyisky | Sniatynska | Cheremosh River | UA_M5.3.2_0084 | possibly at risk | Not defined | Not defined |  | х | [5 empty] | 1.3 | [5 empty] | 32 | 41.6 |  |  | 41.6 | 2023 | Drinking Water of Ukraine Programme | state, local budgets, other budgets not prohibited by law | Sniatynska community | 2025-2030 | average | The following villages will be connected to the SPS: Horishne Zaluchchia, Knyazhe Approximate estimates (expert opinion) | Sniatynska community | 2023 р.
74 | 1, 2, 3 |  | 8.1.1., 8.1.2., 8.1.3 | 1, 4, 15, 21 | Construction of sewage treatment plants and drainage networks in Tuchapy village, Sniatynska community, Kolomyia district, Ivano-Frankivsk region | General (mandatory) data about the STP operator: 1. Balance sheet holder: Sniatyn City Council 2. EDRPOU code: 04054240 3. Water user code: not available 4. Information on the operation of the STP (as of 01.01.2023) discharged waste water per year, thousand cubic metres - total: 0 - without treatment: 0 - insufficiently treated: 0 - normatively clean (without cleaning): 0 - normatively treated at treatment plants: 0 - biological treatment: 0 - physical and chemical treatment: 0 - mechanical: 0 - capacity of treatment facilities, after which the waste water is discharged into water bodies: 0 including those that provide regulatory treatment: 0 capacity of treatment facilities, after treatment of which return (waste) water is discharged to irrigation fields, terrain, filtration fields, storage tanks and cesspools: 0 | 1. Number of sewage treatment systems (STS): - actual - 0 - plan - 1 2. Method of wastewater treatment - actual - none - plan - MECH (1)/BIO (2) 3. Capacity of facilities after which wastewater is discharged to the surface water body (SWB) - actual - 0 thousand m3/day (0 million m3/year) - plan - 0.53 thousand m3/day (0.193 million m3/year) 4. Residual sediment (sludge) - actual - none - plan - treatment (partial recycling) 5. Stormwater drainage (SW) - collector-drainage water (rain and melt) - fact - absent - plan - treatment of storm water drainage system 6. Access to sanitation (connection of the population to the SSS (%) number of subscribers (population) of the territorial community (TC) - actual - 0 % / 0 thousand people - plan - 100%/2.1 thousand people 7. Climate neutrality - plan - installation of modern energy-saving equipment | Sniatyn City Council | no | no | 2.1 | M5.3 Danube River Basin Region | M5.3.2 Prut River sub-basin | Ivano-Frankivsk | Kolomyisky | Sniatynska | Cheremosh River | UA_M5.3.2_0084 | possibly at risk | Not defined | Not defined |  | х | [5 empty] | 0.53 | [5 empty] | 31.7 | 16.8 |  |  | 16.8 | 2023 | Drinking Water of Ukraine Programme | state, local budgets, other budgets not prohibited by law | Sniatynska community | 2025-2030 | average | Tuchapy and Popelnyky villages will be connected to the SPS Approximate calculations have been made (expert opinion) | Sniatynska community | 2023 р.
75 | 1, 2, 3 | - | 8.1.1., 8.1.2., 8.1.3 | 1, 4, 15, 21 | Construction of sewage treatment plants and water disposal networks in the city of Vashkivtsi. Vashkivtsi Vashkivetska community Vyzhnytskyi district Chernivtsi region | General (mandatory) data about the STP operator: 1. Balance sheet holder: Vashkivtsi City Council 2. EDRPOU code: 04062073 3. Water user code: not available 4. Information on the operation of the STP (as of 01.01.2023) discharged waste water per year, million cubic metres - total: 0 - without treatment: 0 - insufficiently treated: 0 - normatively clean (without cleaning): 0 - normatively treated at treatment plants: 0 - biological treatment: 0 - physical and chemical treatment: 0 - mechanical: 0 - capacity of treatment facilities, after which the waste water is discharged into water bodies: 0 including those that provide regulatory treatment: 0 capacity of treatment facilities, after treatment of which the return (waste) water is discharged to irrigation fields, terrain, filtration fields, storage tanks and cesspools: 0 | 1. Number of sewage treatment systems (STS): - actual - 0 - plan - 1 2. Method of wastewater treatment - actual - none - plan - MECH (1) / BIO (2) / TRO (3) 3. Capacity of facilities after which wastewater is discharged to the surface water body (SWB) - actual - 0 thousand m3/day (0 million m3/year) - plan - 3.2 thousand m3/day (1.2 million m3/year) 4. Residual sediment (sludge) - actual - not available - plan - treatment (partial processing) 5. Stormwater drainage (SW) - collector-drainage water (rain and melt) - fact - not available - plan - treatment of storm water drainage system 6. Access to sanitation (connection of the population to the SSS (%) number of subscribers (population) of the territorial community (TC) - actual -0 % /0 thousand people - plan - 100% /12.9 thousand people 7. Climate neutrality - plan - installation of modern energy-saving equipment | Vashkivtsi City Council | no | no | 12.9 | M5.3 Danube River Basin Region | M5.3.2 Prut River sub-basin | Chernivetska | Vyzhnytskyi | Vashkivetska | Cheremosh River | UA_M5.3.2_0085 | not at risk | Not defined | Not defined |  | х | [5 empty] | 3.2 | [5 empty] | 72.56 | 232.2 |  |  | 232.2 | 2023 | Drinking Water Programme | state, local budgets, other budgets not prohibited by law | Vashkivetska community | 2023-2025 | average | The following towns will be connected to the SPS: m. Vashkivtsi, Voloka village, vill. Zamostia, Karapchiv, Babyno, Valy, Sloboda Banyliv. Sloboda Baniliv No feasibility study available Approximate calculations made (expert opinion) | Vashkivetska community | 2023 р.
76 | 1, 2, 3 | - | 8.1.1., 8.1.2., 8.1.3 | 1, 4, 15, 21 | Construction of sewage treatment plants and water disposal networks Verkhovyna village Verkhovynska community Verkhovynskyi district, Ivano-Frankivsk region | General (mandatory) data on the STP operator 1. Balance sheet holder: Verkhovyna water supply and sewerage company 2. EDRPOU code: 19400280 3. Water user code: 260013 4. Information on the operation of the STP (as of 01.01.2023) discharged waste water per year, thousand cubic metres - Total: 20,0 - without treatment: 0 - insufficiently treated: 20,0 - normatively clean (without treatment): 0 - normatively treated at treatment plants: 0 - biological treatment: 0 - physical and chemical treatment: 0 - capacity of treatment facilities that discharge waste water into water bodies after treatment: 43,8 including those that provide regulatory treatment: 0 - capacity of treatment facilities, after treatment of which waste water is discharged to irrigation fields, terrain, filtration fields, storage tanks and cesspools: 0 | 1. Number of sewage treatment systems (STS) - actual - 1 - plan - 1 2. Method of wastewater treatment - actual - MECH (1)/BIO(2) - plan - MECH(1)/BIO(2) 3. Capacity of the facilities after which wastewater is discharged to the STP - actual - 0.12 thousand m3/day (0.0438 million m3/year) - plan - 0.2 thousand m3/day (0.073 million m3/year) 4. Residual sludge (sludge) - actual - untreated (storage) - plan - treatment (partial processing) 5. Stormwater drainage (SWD) - collector-drainage water (rain and melt) - fact - MEH(1) - plan - additional treatment of CS / MECH(1)/BIO(2) 6. Access to sanitation (connection of the population to the SSS (%) number of subscribers (population) of the territorial community (TC) - actual - 9.0%/0.5 thousand people - plan - 18%/1.0 thousand people 7. Climate neutrality - actual - use of outdated pumping equipment - plan - replacement of equipment, installation of modern energy-saving equipment | Verkhovyna Water Supply and Sewerage Enterprise | no | no | 1 | M5.3 Danube River Basin Region | M5.3.2 Prut River sub-basin | Ivano-Frankivsk | Verkhovinsky | Verkhovynska | Black Cheremosh River | UA_M5.3.2_0088 | possibly at risk | Not defined | Not defined |  | х | [5 empty] | 0.2 | [5 empty] | 40 | 8 | 12.85 | 2.57 | 10.57 | 2023 | Drinking Water of Ukraine Programme | state, local budgets, other budgets not prohibited by law | Verkhovyna community | 2025 | average | The detailed design envisages the new construction of biological wastewater treatment facilities in Verkhovyna village with a capacity of 200 m3/day. Information from the developed project design | Verkhovyna community | 2023 р.
77 | 1, 2, 3 |  | 8.1.1., 8.1.2., 8.1.3 | 1, 4, 15, 21 | Construction of sewage treatment plants and drainage networks in the village. Rivnia Verkhovynska community Verkhovynsk district, Ivano-Frankivsk region | General (mandatory) data about the STP operator: 1. Balance sheet holder: Verkhovyna village council 2. EDRPOU code: 04357294 3. Water user code: not available 4. Information on the operation of the STP (as of 01.01.2023) discharged waste water per year, thousand cubic metres - total: 0 - without treatment: 0 - insufficiently treated: 0 - normatively clean (without cleaning): 0 - normatively treated at treatment plants: 0 - biological treatment: 0 - physical and chemical treatment: 0 - mechanical: 0 - capacity of treatment facilities, after which the waste water is discharged into water bodies: 0 including those that provide regulatory treatment: 0 capacity of treatment facilities, after treatment of which return (waste) water is discharged to irrigation fields, terrain, filtration fields, storage tanks and cesspools: 0 | 1. Number of sewage treatment systems (STS): - actual - 0 - plan - 1 2. Method of wastewater treatment - actual - none - plan - MECH (1)/BIO (2) 3. Capacity of facilities after which wastewater is discharged to the surface water body (SWB) - actual - 0 thousand m3/day (0 million m3/year) - plan - 0.83 thousand m3/day (0.303 million m3/year) 4. Residual sediment (sludge) - actual - none - plan - treatment (partial recycling) 5. Stormwater drainage (SW) - collector-drainage water (rain and melt) - fact - absent - plan - treatment of storm water drainage system 6. Access to sanitation (connection of the population to the SSS (%) number of subscribers (population) of the territorial community (TC) - actual - 0 % / 0 thousand people - plan - 100%/3.3 thousand people 7. Climate neutrality - plan - installation of modern energy-saving equipment | Verkhovyna village council | no | no | 3.3 | M5.3 Danube River Basin Region | M5.3.2 Prut River sub-basin | Ivano-Frankivsk | Verkhovinsky | Verkhovynska | Black Cheremosh River | UA_M5.3.2_0088 | possibly at risk | Not defined | Not defined |  | х | [5 empty] | 0.83 | [5 empty] | 31.8 | 26.4 |  |  | 26.4 | 2023 | Drinking Water of Ukraine Programme | state, local budgets, other budgets not prohibited by law | Verkhovyna community | 2025-2030 | average | Verkhniy Yaseniv village, Kryvorivtsi village will be connected to the WSC. Rivnia, Kryvorivnia village No design and engineering design is available Approximate calculations have been made (expert opinion) | Verkhovyna community | 2023 р.
78 | 1, 2, 3 |  | 8.1.1., 8.1.2., 8.1.3 | 1, 4, 15, 21 | Construction of sewage treatment plants and drainage networks in the village of Stebni Biloberizka community Verkhovyna district, Ivano-Frankivsk region | General (mandatory) data on the STP operator: 1. Balance sheet holder: Biloberizka village council 2. EDRPOU code: 40468386 3. Water user code: not available 4. Information on the operation of the STP (as of 01.01.2023) discharged waste water per year, thousand cubic metres - total: 0 - without treatment: 0 - insufficiently treated: 0 - normatively clean (without cleaning): 0 - normatively treated at treatment plants: 0 - biological treatment: 0 - physical and chemical treatment: 0 - mechanical: 0 - capacity of treatment facilities, after which the waste water is discharged into water bodies: 0 including those that provide regulatory treatment: 0 capacity of treatment facilities, after treatment of which return (waste) water is discharged to irrigation fields, terrain, filtration fields, storage tanks and cesspools: 0 | 1. Number of sewage treatment systems (STS): - actual - 0 - plan - 1 2. Method of wastewater treatment - actual - none - plan - MECH (1)/BIO (2) 3. Capacity of facilities after which wastewater is discharged to the surface water body (SWB) - actual - 0 thousand m3/day (0 million m3/year) - plan -1.05 thousand m3/day (0.383 million m3/year) 4. Residual sediment (sludge) - actual - none - plan - treatment (partial recycling) 5. Stormwater drainage (SW) - collector-drainage water (rain and melt) - fact - absent - plan - treatment of storm water drainage system 6. Access to sanitation (connection of the population to the SSS (%) number of subscribers (population) of the territorial community (TC) - actual - 0 % / 0 thousand people - plan - 100%/4.2 thousand people 7. Climate neutrality - plan - installation of modern energy-saving equipment | Biloberizka village council | no | no | 4.2 | M5.3 Danube River Basin Region | M5.3.2 Prut River sub-basin | Ivano-Frankivsk | Verkhovinsky | Beloberizka | White Cheremosh River | UA_M5.3.2_0105 | not at risk | Not defined | Not defined | Cheremoskyi Nature Reserve | х | [5 empty] | 1.05 | [5 empty] | 32 | 33.6 |  |  | 33.6 | 2023 | Drinking Water of Ukraine Programme, Sustainable Development Strategy of Biloberizka amalgamated territorial community for 2017-2027 | state, local budgets, other budgets not prohibited by law | Beloberizka community | 2023-2027 | average | Yablunytsia, Dovgopillya, Polyanky, Cheremoshna, Stebni, and other villages will be connected to the transmission system. Stebni, village. Usteryky No design and development plan available Approximate calculations made (expert opinion) | Beloberizka community | 2023 р.
79 | 1, 2, 3 |  | 8.1.1., 8.1.2., 8.1.3 | 1, 4, 15, 21 | Construction of sewage treatment plants and drainage networks in Dykhtynets village, Putylska community, Vyzhnytskyi district, Chernivtsi region | General (mandatory) data about the STP operator: 1. Balance sheet holder: Putyla village council 2. EDRPOU code: 04417046 3. Water user code: not available 4. Information on the operation of the STP (as of 01.01.2023) discharged waste water per year, thousand cubic metres - total: 0 - without treatment: 0 - insufficiently treated: 0 - normatively clean (without cleaning): 0 - normatively treated at treatment plants: 0 - biological treatment: 0 - physical and chemical treatment: 0 - mechanical: 0 - capacity of treatment facilities, after which the waste water is discharged into water bodies: 0 including those that provide regulatory treatment: 0 capacity of treatment facilities, after treatment of which return (waste) water is discharged to irrigation fields, terrain, filtration fields, storage tanks and cesspools: 0 | 1: Number of sewage treatment systems (STS): - actual - 0 - plan - 1 2. Method of wastewater treatment - actual - none - plan - MEH (1)/BIO (2) 3. Capacity of facilities after which wastewater is discharged to the surface water body (SWB) - actual - 0 thousand m3/day (0 million m3/year) - plan - 0.8 thousand m3/day (0.292 million m3/year) 4. Residual sediment (sludge) - actual - none - plan - treatment (partial recycling) 5. Stormwater drainage (SWD) - collector-drainage water (rain and meltwater) - fact - not available - plan - treatment of storm water drainage system 6. Access to sanitation (connection of the population to the SSS (%) number of subscribers (population) of the territorial community (TC) - actual - 0%/0 thousand people - plan - 100%/3.1 thousand people 7. Climate neutrality - plan - installation of modern energy-saving equipment | Putyla village council | no | no | 3.1 | M5.3 Danube River Basin Region | M5.3.2 Prut River sub-basin | Chernivetska | Vyzhnytskyi | Putylska | Putila River | UA_M5.3.2_0120 | not at risk | Not defined | Not defined |  | х | [5 empty] | 0.8 | [5 empty] | 31 | 24.8 |  |  | 24.8 | 2023 | Drinking Water of Ukraine Programme | state, local budgets, other budgets not prohibited by law | Putylska community | 2025-2030 | average | The following villages will be connected to the SPS: Toraki, Dykhtynets, Malyi Dykhtynets. Malyi Dykhtynets, Kyselytsi, village. Sokoliy, village. Hreblyna No feasibility study available Approximate calculations made (expert opinion) | Putylska community | 2023 р.
80 | 1, 2, 3 |  | 8.1.1., 8.1.2., 8.1.3 | 1, 4, 15, 21 | Construction of sewage treatment plants and drainage networks in the village of Serhii Putylska community Vyzhnytsia district, Chernivtsi region | General (mandatory) data on the STP operator: 1. Balance sheet holder: Putyla village council 2. EDRPOU code: 04417046 3. Water user code: not available 4. Information on the operation of the STP (as of 01.01.2023) discharged waste water per year, thousand cubic metres - total: 0 - without treatment: 0 - insufficiently treated: 0 - normatively clean (without cleaning): 0 - normatively treated at treatment plants: 0 - biological treatment: 0 - physical and chemical treatment: 0 - mechanical: 0 - capacity of treatment facilities, after which the waste water is discharged into water bodies: 0 including those that provide regulatory treatment: 0 capacity of treatment plants, after treatment of which the return (waste) water is discharged to irrigation fields, terrain, filtration fields, storage tanks and cesspools: 0 | 1. Number of sewage treatment systems (STS): - actual - 0 - plan - 1 2. Method of wastewater treatment - actual - none - plan - MEH (1)/BIO (2) 3. Capacity of facilities after which wastewater is discharged to the surface water body (SWB) - actual - 0 thousand m3/day (0 million m3/year) - plan - 0.5 thousand m3/day (0.183 million m3/year) 4. Residual sediment (sludge) - actual - none - plan - treatment (partial recycling) 5. Stormwater drainage (SW) - collector-drainage water (rain and melt) - fact - absent - plan - treatment of storm water drainage system 6. Access to sanitation (connection of the population to the SSS (%) number of subscribers (population) of the territorial community (TC) - actual - 0 %/0 thousand people - plan - 100%/2.0 thousand people 7. Climate neutrality - plan - installation of modern energy-saving equipment | Putyla village council | no | no | 2 | M5.3 Danube River Basin Region | M5.3.2 Prut River sub-basin | Chernivetska | Vyzhnytskyi | Putylska | Putila River | UA_M5.3.2_0120 | not at risk | Not defined | Not defined |  | х | [5 empty] | 0.5 | [5 empty] | 32 | 16 |  |  | 16 | 2023 | Drinking Water of Ukraine Programme | state, local budgets, other budgets not prohibited by law | Putylska community | 2025-2030 | average | The following villages will be connected to the STP: vlg. Serhii, vlg. Ripen, village. Foshky No design and construction documents available Approximate calculations have been made (expert opinion) | Putylska community | 2023 р.
81 | 1, 2, 3 |  | 8.1.1., 8.1.2., 8.1.3 | 1, 4, 15, 21 | Reconstruction of sewage treatment plants and sewage networks in Putyla village Putyla community Vyzhnytsia district, Chernivtsi region | General (mandatory) data on the STP operator: 1. Balance sheet holder: Putyla Production Department of Housing and Communal Services 2. EDRPOU code: 03357381 3. Water user code: 770083 4. Information on the operation of the STP (as of 01.01.2023) discharged waste water per year, thousand cubic metres - total: 13,2 - without treatment: 0 - insufficiently treated: 0 - normatively clean (without purification): 0 - normatively treated at treatment plants: 0 - biological treatment: 0 - physical and chemical treatment: 0 - mechanical: 0 - capacity of treatment facilities, after which the waste water is discharged into water bodies: 0 including those that provide regulatory treatment: 0 capacity of treatment facilities, after treatment of which return (waste) water is discharged to irrigation fields, terrain, filtration fields, storage tanks and cesspools: 36,5 | 1. Number of sewage treatment systems (STS): - actual - 1 - plan - 1 2. Method of wastewater treatment - actual - none - plan - MECH (1)/BIO (2) 3. Capacity of facilities after which wastewater is discharged to the surface water body (SWB) - actual - 0.1 thousand m3/day (0.299 million m3/year) - plan - 0.82 thousand m3/day (0.0365 million m3/year) 4. Residual sediment (sludge) - actual - not available - plan - treatment (partial recycling) 5. Stormwater drainage (SW) - collector-drainage water (rain and melt) - fact - absent - plan - treatment of stormwater drainage system 6. Access to sanitation (connection of the population to the SSS (%) number of subscribers (population) of the territorial community (TC) - actual - 12 %/0.4 thousand people - plan - 100%/3.3 thousand people 7. Climate neutrality - plan - installation of modern energy-saving equipment | Putyla village council | no | no | 3.3 | M5.3 Danube River Basin Region | M5.3.2 Prut River sub-basin | Chernivetska | Vyzhnytskyi | Putylska | Putila River | UA_M5.3.2_0121 | not at risk | Not defined | Not defined |  | х | [5 empty] | 0.82 | [5 empty] | 18.29 | 15 |  |  | 15 | 2023 | Drinking Water of Ukraine Programme | state, local budgets, other budgets not prohibited by law | Putylska community | 2025-2030 | average | There is no design and construction project, approximate calculations have been made (expert opinion) | Putylska community | 2023 р.
82 | 1, 2, 3 | - | 8.1.1., 8.1.2., 8.1.3 | 1, 4, 15, 21 | Construction of sewage treatment plants and water disposal networks in Korytne village, Banylivska community, Vyzhnytskyi district, Chernivtsi region | General (mandatory) data on the STP operator: 1. Balance sheet holder: Banylivka village council 2. EDRPOU code: 04418204 3. Water user code: not available 4. Information on the operation of the STP (as of 01.01.2023) discharged waste water per year, million cubic metres - total: 0 - without treatment: 0 - insufficiently treated: 0 - normatively clean (without cleaning): 0 - normatively treated at treatment plants: 0.0 - biological treatment: 0 - physical and chemical treatment: 0 - mechanical: 0 - capacity of treatment facilities, after which the waste water is discharged into water bodies: 0 including those that provide regulatory treatment:- - capacity capacity of treatment facilities, after treatment of which waste water is discharged to irrigation fields, terrain, filtration fields, storage tanks and cesspools: 0 | Number of sewage treatment systems (STS): - actual - 0 - planned - 1 2. Method of wastewater treatment - actual - none - plan - MECH (1) / BIO (2) 3. Capacity of facilities after which wastewater is discharged to the surface water body (SWB) - actual - 0 thousand m3/day (0 million m3/year) - plan - 1.0 thousand m3/day (0.365 million m3/year) 4. Residual sediment (sludge) - actual - none - plan - treatment (partial recycling) 5. Stormwater drainage (SW) - collector-drainage water (rain and melt) - fact - not available - plan - treatment of storm water drainage system 6. Access to sanitation (connection of the population to the SSS (%) number of subscribers (population) of the territorial community (TC) - actual - 0 % / 0 thousand people - plan - 100 % / 4.0 thousand people 7. Climate ne- fact - ---. - plan - installation of modern energy-saving equipment | Banylivka village council | no | no | 4 | M5.3 Danube River Basin Region | M5.3.2 Prut River sub-basin | Chernivetska | Vyzhnytskyi | Banilovskaya | Korytnitsa River | UA_M5.3.2_0151 | not at risk | Not defined | Not defined |  | х | [5 empty] | 1 | [5 empty] | 31.2 | 31.2 |  |  | 31.2 | 2023 | Drinking Water Programme | state, local budgets, other budgets not prohibited by law | Banilivska community | 2025-2030 | average | The following villages will be connected to the WSC: Berezhnytsia, Korytne, Berezhonka No design and development plan made Approximate calculations (expert opinion) | Banilivska community | 2023 р.
83 | 1, 2, 3 |  | 8.1.1., 8.1.2., 8.1.3 | 1, 4, 15, 21 | Construction of sewage treatment plants and drainage networks in Kostyntsi village, Storozhynets community, Chernivtsi district, Chernivtsi region | General (mandatory) data on the STP operator: 1. Balance sheet holder: Storozhynets City Council 2. EDRPOU code: 04062179 3. Water user code: not available 4. Information on the operation of the STP (as of 01.01.2023) discharged waste water per year, thousand cubic metres - total: 0 - without treatment: 0 - insufficiently treated: 0 - normatively clean (without cleaning): 0 - normatively treated at treatment plants: 0 - biological treatment: 0 - physical and chemical treatment: 0 - mechanical: 0 - capacity of treatment facilities, after which the waste water is discharged into water bodies: 0 including those that provide regulatory treatment: 0 capacity of treatment facilities, after treatment of which return (waste) water is discharged to irrigation fields, terrain, filtration fields, storage tanks and cesspools: 0 | 1. Number of sewage treatment systems (STS): - actual - 0 - plan - 1 2. Method of wastewater treatment - actual - none - plan - MECH (1)/BIO (2) 3. Capacity of facilities after which wastewater is discharged to the surface water body (SWB) - plan - 0 thousand m3/day (0 million m3/year) - plan - 1.3 thousand m3/day (0.475 million m3/year) 4. Residual sediment (sludge) - actual - none - plan - treatment (partial recycling) 5. Stormwater drainage (SW) - collector-drainage water (rain and melt) - fact - absent - plan - treatment of storm water drainage system 6. Access to sanitation (connection of the population to the SSS (%) number of subscribers (population) of the territorial community (TC) - actual - 0 % / 0 thousand people - plan - 100%/5.2 thousand people 7. Climate neutrality - plan - installation of modern energy-saving equipment | Storozhynets City Council | no | no | 5.2 | M5.3 Danube River Basin Region | M5.3.2 Prut River sub-basin | Chernivetska | Chernivtsi | Storozhynetska | Hlynica River | UA_M5.3.2_0161 UA_M5.3.2_0162 | no risk / possibly at risk | Not applicable/Unspecified | Not applicable/Unspecified |  | х | [5 empty] | 1.3 | [5 empty] | 32 | 41.6 |  |  | 41.6 | 2023 | Drinking Water of Ukraine Programme, Storozhynets Territorial Community Development Strategy until 2027 | state, local budgets, other budgets not prohibited by law | Storozhynetska community | 2025-2030 | average | Bobivtsi, Kostyntsi, Yaseni, and Novi Broskivtsi villages will be connected to the WSP. Novi Broskivtsi No feasibility study available Approximate calculations made (expert opinion) | Storozhynetska community | 2023 р.
84 | 4 |  | 8.1.4. | 5, 6, 7, 17, 23 | Reconstruction of a hydraulic structure and dismantling of a temporary crossing for the revitalisation of the Hlynitsa River within the village of Drachyntsi, Mamayivska community, Chernivtsi district, Chernivtsi region | The measures are aimed at improving the hydrological state of the watercourse, natural restoration of the river ecosystem, and achieving good ecological condition of the SWB | The design solutions provide for the following types of work: - dismantling of the emergency bridge; - installation of a new structure; - dismantling of an unauthorised crossing structure; - cleaning of the Hlynitsa riverbed; - landscaping of the work area. The construction period is 3.7 months. | Mamayivka village council | no | no | 2.3 | M5.3 Danube River Basin Region | M5.3.2 Prut River sub-basin | Chernivtsi region | Chernivtsi district | Mamaevskaya | Hlynica River | UA_M5.3.2_0162 | possibly at risk | Not defined | Not defined | no |  |  | + |  |  | 2 pcs. |  |  | 0.0745 |  |  | 2 pcs. |  | 6.6518 |  | 0.2 | 6.8518 | 2022-06-16 | Regional and local social development programmes | state, local budgets, other budgets not prohibited by law | NGO "World Wide Fund for Nature Ukraine" | 2025-2030 | very low | Design and estimate documentation developed, EIA received a positive conclusion | NGO "World Wide Fund for Nature Ukraine" | 2023-06-12
85 | 1, 2, 3 |  | 8.1.1., 8.1.2., 8.1.3 | 1, 4, 15, 21 | Construction of sewage treatment plants and water disposal networks in Kyseliv village Verenchanska community, Chernivtsi district, Chernivtsi region | General (mandatory) data on the STP operator: 1. Balance sheet holder: Verenchany village council 2. EDRPOU code: 04418535 3. Water user code: not available 4. Information on the operation of the STP (as of 01.01.2023) discharged waste water per year, thousand cubic metres - total: 0 - without treatment: 0 - insufficiently treated: 0 - normatively clean (without cleaning): 0 - normatively treated at treatment plants: 0 - biological treatment: 0 - physical and chemical treatment: 0 - mechanical: 0 - capacity of treatment facilities, after which the waste water is discharged into water bodies: 0 including those that provide regulatory treatment: 0 capacity of treatment facilities, after treatment of which return (waste) water is discharged to irrigation fields, terrain, filtration fields, storage tanks and cesspools: 0 | 1. Number of sewage treatment systems (STS): - actual - 0 - plan - 1 2. Method of wastewater treatment - actual - none - plan - MECH (1) / BIO (2) 3. Capacity of facilities after which wastewater is discharged to the surface water body (SWB) - plan - 0 thousand m3/day (0 million m3/year) - plan - 1.13 thousand m3/day (0.412 million m3/year) 4. Residual sediment (sludge) - actual - none - plan - treatment (partial recycling) 5. Stormwater drainage (SW) - collector-drainage water (rain and melt) - fact - not available - plan - treatment of storm water drainage system 6. Access to sanitation (connection of the population to the SSS (%) number of subscribers (population) of the territorial community (TC) - actual - - % /- thousand people - plan - 100%/4.5 thousand people 7. Climate neutrality - plan - installation of modern energy-saving equipment | Verenchanske village council | no | no | 4.5 | M5.3 Danube River Basin Region | M5.3.2 Prut River sub-basin | Chernivetska | Chernivtsi | Verenchanskaya | Sovytsia Stavchanska river | UA_M5.3.2_0163 | at risk | Not defined | Not defined |  | х | [5 empty] | 1.13 | [5 empty] | 31.86 | 36 |  |  | 36 | 2023 | Drinking Water of Ukraine Programme | state, local budgets, other budgets not prohibited by law | Verenchanska community | 2025-2030 | average | Kyseliv and Borivtsi villages will be connected to the SPS, no design and development plan is available, approximate calculations have been made (expert opinion) | Verenchanska community | 2023 р.
86 | 1, 2, 3 |  | 8.1.1., 8.1.2., 8.1.3 | 1, 4, 15, 21 | Construction of sewage treatment plants and drainage networks in the village of Stavchany Stavchanska community Chernivtsi district, Chernivtsi region | General (mandatory) data about the STP operator: 1. Balance sheet holder: Stavcha village council 2. EDRPOU code: 04416967 3. Water user code: not available 4. Information on the operation of the STP (as of 01.01.2023) discharged waste water per year, thousand cubic metres - total: 0 - without treatment: 0 - insufficiently treated: 0 - normatively clean (without cleaning): 0 - normatively treated at treatment plants: 0 - biological treatment: 0 - physical and chemical treatment: 0 - mechanical: 0 - capacity of treatment facilities, after which the waste water is discharged into water bodies: 0 including those that provide regulatory treatment: 0 capacity of treatment facilities, after treatment of which return (waste) water is discharged to irrigation fields, terrain, filtration fields, storage tanks and cesspools: 0 | 1. Number of sewage treatment systems (STS): - actual - 0 - plan - 1 2. Method of wastewater treatment - actual - none - plan - MECH (1)/BIO (2) 3. Capacity of facilities after which wastewater is discharged to the surface water body (SWB) - plan - 0 thousand m3/day (0 million m3/year) - plan - 0.85 thousand m3/day (0.310 million m3/year) 4. Residual sediment (sludge) - actual - none - plan - treatment (partial recycling) 5. Stormwater drainage (SW) - collector-drainage water (rain and melt) - fact - absent - plan - treatment of storm water drainage system 6. Access to sanitation (connection of the population to the SSS (%) number of subscribers (population) of the territorial community (TC) - actual - 0 % / 0 thousand people - plan - 100%/3.4 thousand people 7. Climate neutrality - plan - installation of modern energy-saving equipment | Stavcha village council | no | no | 3.4 | M5.3 Danube River Basin Region | M5.3.2 Prut River sub-basin | Chernivetska | Chernivtsi | Stavchanska | Sovytsia Stavchanska river | UA_M5.3.2_0163 | at risk | Not defined | Not defined |  | х | [5 empty] | 0.85 | [5 empty] | 32 | 27.2 |  |  | 27.2 | 2023 | Drinking Water of Ukraine Programme | state, local budgets, other budgets not prohibited by law | Stavchanska community | 2025-2030 | average | The following villages will be connected to the SPS: Stavchany village. Stavchany, village. Malyatyntsi No project design is available Approximate calculations have been made (expert opinion) | Stavchanska community | 2023 р.
87 | 1, 2, 3 |  | 8.1.1., 8.1.2., 8.1.3 | 1, 4, 15, 21 | Construction of sewage treatment plants and drainage networks in Yuzhynets village, Stavchanska community, Chernivtsi district, Chernivtsi region | General (mandatory) data about the STP operator: 1. Balance sheet holder: Stavcha village council 2. EDRPOU code: 04416967 3. Water user code: not available 4. Information on the operation of the STP (as of 01.01.2023) discharged waste water per year, thousand cubic metres - total: 0 - without treatment: 0 - insufficiently treated: 0 - normatively clean (without cleaning): 0 - normatively treated at treatment plants: 0 - biological treatment: 0 - physical and chemical treatment: 0 - mechanical: 0 - capacity of treatment facilities, after which the waste water is discharged into water bodies: 0 including those that provide regulatory treatment: 0 capacity of treatment facilities, after treatment of which return (waste) water is discharged to irrigation fields, terrain, filtration fields, storage tanks and cesspools: 0 | 1. Number of sewage treatment systems (STS): - actual - 0 - plan - 1 2. Method of wastewater treatment - actual - none - plan - MECH (1)/BIO (2) 3. Capacity of facilities after which wastewater is discharged to the surface water body (SWB) - plan - 0 thousand m3/day (0 million m3/year) - plan - 0.68 thousand m3/day (0.248 million m3/year) 4. Residual sediment (sludge) - actual - none - plan - treatment (partial recycling) 5. Stormwater drainage (SW) - collector-drainage water (rain and melt) - fact - absent - plan - treatment of storm water drainage system 6. Access to sanitation (connection of the population to the SSS (%) number of subscribers (population) of the territorial community (TC) - actual - 0 % / 0 thousand people - plan - 100%/2.7 thousand people 7. Climate neutrality - plan - installation of modern energy-saving equipment | Stavcha village council | no | no | 2.7 | M5.3 Danube River Basin Region | M5.3.2 Prut River sub-basin | Chernivetska | Chernivtsi | Stavchanska | Sovytsia Stavchanska river | UA_M5.3.2_0163 | at risk | Not defined | Not defined |  | х | [5 empty] | 0.68 | [5 empty] | 31.76 | 21.6 |  |  | 21.6 | 2023 | Drinking Water of Ukraine Programme | state, local budgets, other budgets not prohibited by law | Stavchanska community | 2025-2030 | average | Shyshkivtsi and Yuzhynets villages will be connected to the SPS No feasibility study available Estimates have been made (expert opinion) | Stavchanska community | 2023 р.
88 | 1, 2, 3 |  | 8.1.1., 8.1.2., 8.1.3 | 1, 4, 15, 21 | Construction of sewage treatment plants and drainage networks in Oshykhliby village, Kitsmanska community, Chernivtsi district, Chernivtsi region | General (mandatory) data on the STP operator: 1. Balance sheet holder: Kitsman City Council 2. EDRPOU code: 04062127 3. Water user code: not available 4. Information on the operation of the STP (as of 01.01.2023) discharged waste water per year, thousand cubic metres - total: 0 - without treatment: 0 - insufficiently treated: 0 - normatively clean (without cleaning): 0 - normatively treated at treatment plants: 0 - biological treatment: 0 - physical and chemical treatment: 0 - mechanical: 0 - capacity of treatment facilities, after which the waste water is discharged into water bodies: 0 including those that provide regulatory treatment: 0 capacity of treatment facilities, after treatment of which return (waste) water is discharged to irrigation fields, terrain, filtration fields, storage tanks and cesspools: 0 | 1. Number of sewage treatment systems (STS): - actual - 0 - plan - 1 2. Method of wastewater treatment - actual - none - plan - MECH (1) / BIO (2) 3. Capacity of facilities after which wastewater is discharged to the surface water body (SWB) - plan - 0 thousand m3/day (0 million m3/year) - plan - 0.95 thousand m3/day (0.346 million m3/year) 4. Residual sediment (sludge) - actual - none - plan - treatment (partial recycling) 5. Stormwater drainage (SW) - collector-drainage water (rain and melt) - fact - not available - plan - treatment of stormwater drainage system 6. Access to sanitation (connection of the population to the SSS (%) number of subscribers (population) of the territorial community (TC) - actual - 0% / 0 thousand people - plan - 100%/3.8 thousand people 7. Climate neutrality - plan - installation of modern energy-saving equipment | Kitsman City Council | no | no | 3.8 | M5.3 Danube River Basin Region | M5.3.2 Prut River sub-basin | Chernivetska | Chernivtsi | Kitsmanskaya | Sovytsia Stavchanska river | UA_M5.3.2_0164 | at risk | Not defined | Not defined |  | х | [5 empty] | 0.95 | [5 empty] | 32 | 30.4 |  |  | 30.4 | 20+AN51:AN8923 | Drinking Water of Ukraine Programme | state, local budgets, other budgets not prohibited by law | Kitsmanskaya community | 2025-2030 | average | Ivankivtsi, Havrylivtsi, Oshykhliby villages will be connected to the SPS No feasibility study available Estimates made (expert opinion) | Kitsmanskaya community | 2023 р.
89 | 1, 2, 3 |  | 8.1.1., 8.1.2., 8.1.3 | 1, 4, 15, 21 | Construction of sewage treatment plants and drainage networks in Shypyntsi village, Kitsmanska community, Chernivtsi district, Chernivtsi region | General (mandatory) data on the STP operator: 1. Balance sheet holder: Kitsman City Council 2. EDRPOU code: 04062127 3. Water user code: not available 4. Information on the operation of the STP (as of 01.01.2023) discharged waste water per year, thousand cubic metres - total: 0 - without treatment: 0 - insufficiently treated: 0 - normatively clean (without cleaning): 0 - normatively treated at treatment plants: 0 - biological treatment: 0 - physical and chemical treatment: 0 - mechanical: 0 - capacity of treatment facilities, after which the waste water is discharged into water bodies: 0 including those that provide regulatory treatment: 0 capacity of treatment facilities, after treatment of which return (waste) water is discharged to irrigation fields, terrain, filtration fields, storage tanks and cesspools: 0 | 1. Number of sewage treatment systems (STS): - actual - 0 - plan - 1 2. Method of wastewater treatment - actual - none - plan - MEH (1)/BIO (2) 3. Capacity of facilities after which wastewater is discharged to the surface water body (SWB) - plan - 0 thousand m3/day (0 million m3/year) - plan - 0.80 thousand m3/day (0.300 million m3/year) 4. Residual sediment (sludge) - actual - none - plan - treatment (partial recycling) 5. Stormwater drainage (SW) - collector-drainage water (rain and melt) - fact - not available - plan - treatment of storm water drainage system 6. Access to sanitation (connection of the population to the SSS (%) number of subscribers (population) of the territorial community (TC) - actual - 0 % / 0 thousand people - plan - 100%/3.2 thousand people 7. Climate neutrality - plan - installation of modern energy-saving equipment | Kitsman City Council | no | no | 3.2 | M5.3 Danube River Basin Region | M5.3.2 Prut River sub-basin | Chernivetska | Chernivtsi | Kitsmanskaya | Sovytsia Stavchanska river | UA_M5.3.2_0165 | at risk | Not defined | Not defined |  | х | [5 empty] | 0.8 | [5 empty] | 32 | 25.6 |  |  | 25.6 | 2023 | Drinking Water of Ukraine Programme | state, local budgets, other budgets not prohibited by law | Kitsmanskaya community | 2025-2030 | average | There is no design and construction project, approximate calculations have been made (expert opinion) | Kitsmanskaya community | 2023 р.
90 | 1, 2, 3 | - | 8.1.1., 8.1.2., 8.1.3 | 1, 4, 15, 21 | Reconstruction of sewage treatment facilities and drainage networks in the city of Zastavna Zastavnivska community Chernivtsi district, Chernivtsi region | General (mandatory) data about the STP operator: 1. Balance sheet holder: Zastavnivske Housing and Utility Department of Heat and Water Supply 2. EDRPOU code: 33089761 3. Water user code: 770034 4. Information on the operation of the STP (as of 01.01.2023) discharged waste water per year, thousand cubic metres - total: 49,5 - without treatment: 0 - insufficiently treated: 49.5 - normatively clean (without treatment): 0 - normatively treated at treatment plants: 0 - biological treatment: 0 - physical and chemical treatment: 0 - mechanical: 0 - capacity of treatment facilities, after which the waste water is discharged into water bodies: 255,5 including those that provide regulatory treatment: 0 capacity of treatment facilities, after treatment of which waste water is discharged to irrigation fields, terrain, filtration fields, storage tanks and cesspools: 0 | 1.Number of sewage treatment systems (STS): - fact-1 - plan-1 2. Method of wastewater treatment - actual - MECH (1) / BIO (2) - plan - BAT (1) / BIO (2) 3. Capacity of facilities after which wastewater is discharged to the surface water body (SWB) - actual - 0.7 thousand m3/day (0.255 million m3/year) - plan - 1.3 thousand m3/day (0.475 million m3/year) 4. Residual sludge (sludge) - actual - untreated (storage) - plan - treatment (partial processing) 5. Stormwater drainage (SWD) - collector-drainage water (rain and melt) - fact - not available - plan - treatment of stormwater drainage system 6. Access to sanitation (connection of the population to the SSS (%) number of subscribers (population) of the territorial community (TC) - actual - 35% / 2.8 thousand people - plan - 64% / 5.2 thousand people 7. Climate neutrality - actual - use of outdated pumping equipment - plan - replacement of equipment, installation of modern energy-saving equipment | Zastavna Housing and Utility Department for Heat and Water Supply | no | no | 5.2 | M5.3 Danube River Basin Region | M5.3.2 Prut River sub-basin | Chernivetska | Chernivtsi | Zastavnivska | Kapylivka River | UA_M5.3.2_0166 | at risk | Not defined | Not defined |  | х | [5 empty] | 1.3 | [5 empty] | 32 | 41.6 |  |  | 41.6 | 2023 | Drinking Water Programme, Comprehensive Environmental Protection Programme "Ecology" in Chernivtsi Oblast for 2022-2026 | state, local budgets, other budgets not prohibited by law | Zastavnivske ZHETVZ | 2025-2030 | average | Development of the project design, 2019 | Zastavnivske Housing and Utility Department for Heat and Water Supply, Zastavnivska community | 2023 р.
91 | 1, 2, 3 |  | 8.1.1., 8.1.2., 8.1.3 | 1, 4, 15, 21 | Construction of sewage treatment plants and water disposal networks in the village of Sukhoverkhiv Kitsman community Chernivtsi district, Chernivtsi region | General (mandatory) data on the STP operator: 1. Balance sheet holder: Kitsman City Council 2. EDRPOU code: 04062127 3. Water user code: not available 4. Information on the operation of the STP (as of 01.01.2023) discharged waste water per year, thousand cubic metres - total: 0 - without treatment: 0 - insufficiently treated: 0 - normatively clean (without cleaning): 0 - normatively treated at treatment plants: 0 - biological treatment: 0 - physical and chemical treatment: 0 - mechanical: 0 - capacity of treatment facilities, after which the waste water is discharged into water bodies: 0 including those that provide regulatory treatment: 0 capacity of treatment facilities, after treatment of which return (waste) water is discharged to irrigation fields, terrain, filtration fields, storage tanks and cesspools: 0 | 1. Number of sewage treatment systems (STS): - actual - 0 - plan - 1 2. Method of wastewater treatment - actual - none - plan - MEH (1)/BIO (2) 3. Capacity of facilities after which wastewater is discharged to the surface water body (SWB) - plan - 0 thousand m3/day (0 million m3/year) - plan - 0.90 thousand m3/day (0.329 million m3/year) 4. Residual sediment (sludge) - actual - none - plan - treatment (partial recycling) 5. Stormwater drainage (SW) - collector-drainage water (rain and melt) - fact - not available - plan - treatment of storm water drainage system 6. Access to sanitation (connection of the population to the SSS (%) number of subscribers (population) of the territorial community (TC) - actual - 0 % / 0 thousand people - plan - 100%/3.6 thousand people 7. Climate neutrality - plan - installation of modern energy-saving equipment | Kitsman City Council | no | no | 3.6 | M5.3 Danube River Basin Region | M5.3.2 Prut River sub-basin | Chernivetska | Chernivtsi | Kitsmanskaya | Sovytsia Kitsmanska river | UA_M5.3.2_0168 | at risk | Not defined | Not defined |  | х | [5 empty] | 0.9 | [5 empty] | 32 | 28.8 |  |  | 28.8 | 2023 | Drinking Water of Ukraine Programme | state, local budgets, other budgets not prohibited by law | Kitsmanskaya community | 2025-2030 | average | Kliwodyn village and Sukhoverky village will be connected to the SPS. Sukhoverkhiv No design and construction project is available Approximate calculations have been made (expert opinion) | Kitsmanskaya community | 2023 р.
92 | 1, 2, 3 |  | 8.1.1., 8.1.2., 8.1.3 | 1, 4, 15, 21 | Reconstruction of sewage treatment facilities and drainage networks in the town of Kitsman Kitsman community Chernivtsi district Chernivtsi region | General (mandatory) data about the STP operator: 1. Balance sheet holder: Kitsmanske VUZHKGG. 2. EDRPOU code: 03357599 3. Water user code: 770048 4. Information on the operation of the STP (as of 01.01.2023) discharged waste water per year, thousand cubic metres - total: 59,5 - without treatment: 0 - insufficiently treated: 0 - normatively clean (without purification): 0 - normatively treated at treatment plants: 0 - biological treatment: 59,5 - physical and chemical treatment: 0 - mechanical: 0 - capacity of treatment facilities, after which the waste water is discharged into water bodies: 0 including those that provide regulatory treatment: 0 capacity of treatment facilities, after treatment of which return (waste) water is discharged to irrigation fields, terrain, filtration fields, storage tanks and cesspools: 0 | 1. Number of sewage treatment systems (STS): - actual - 1 - plan - 1 2. Method of wastewater treatment - actual - none - plan - MECH (1)/BIO (2) 3. Capacity of facilities after which wastewater is discharged to the surface water body (SWB) - plan - 0.7 thousand m3/day (0.255 million m3/year) - plan - 1.88 thousand m3/day (0.686 million m3/year) 4. Residual sediment (sludge) - actual - not available - plan - treatment (partial recycling) 5. Stormwater drainage (SW) - collector-drainage water (rain and melt) - fact - not available - plan - treatment of storm water drainage system 6. Access to sanitation (connection of the population to the SSS (%) number of subscribers (population) of the territorial community (TC) - actual -50%/3.7 thousand people - plan - 100%/7.5 thousand people 7. Climate neutrality - actual - use of outdated pumping equipment - plan - installation of modern energy-saving equipment | Kitsman City Council | no | no | 2.1 | M5.3 Danube River Basin Region | M5.3.2 Prut River sub-basin | Chernivetska | Chernivtsi | Kitsmanskaya | Sovytsia Kitsmanska river | UA_M5.3.2_0168 | possibly at risk | Not defined | Not defined |  | х | [5 empty] | 1.88 | [5 empty] | 21.27 | 40 |  |  | 40 | 2023 | Drinking Water of Ukraine programme, | state, local budgets, other budgets not prohibited by law | Kitsmanskaya community | 2025-2030 | average | No design and construction project Estimated calculations (expert opinion) | Kitsmanskaya community, Kitsmanskoye VUZHKH, | 2023 р.
93 | 1, 2, 3 |  | 8.1.1., 8.1.2., 8.1.3 | 1, 4, 15, 21 | Construction of sewage treatment plants and drainage networks in Verenchanka village Verenchanska community, Chernivtsi district, Chernivtsi region | General (mandatory) data on the STP operator: 1. Balance sheet holder: Verenchany village council 2. EDRPOU code: 04418535 3. Water user code: not available 4. Information on the operation of the STP (as of 01.01.2023) discharged waste water per year, thousand cubic metres - total: 0 - without treatment: 0 - insufficiently treated: 0 - normatively clean (without cleaning): 0 - normatively treated at treatment plants: 0 - biological treatment: 0 - physical and chemical treatment: 0 - mechanical: 0 - capacity of treatment facilities, after which the waste water is discharged into water bodies: 0 including those that provide regulatory treatment: 0 capacity of treatment facilities, after treatment of which return (waste) water is discharged to irrigation fields, terrain, filtration fields, storage tanks and cesspools: 0 | 1. Number of sewage treatment systems (STS): - actual - 0 - plan - 1 2. Method of wastewater treatment - actual - none - plan - MECH (1) / BIO (2) 3. Capacity of facilities after which wastewater is discharged to the surface water body (SWB) -plan - 0 thousand m3/day (0 million m3/year) - actual - 0.93 thousand m3/day (0.340 million m3/year) 4. Residual sediment (sludge) - actual - none - plan - treatment (partial recycling) 5. Stormwater drainage (SW) - collector-drainage water (rain and melt) - fact - not available - plan - treatment of storm water drainage system 6. Access to sanitation (connection of the population to the SSS (%) number of subscribers (population) of the territorial community (TC) - actual - 0 % / 0 thousand people - plan - 100%/3.7 thousand people 7. Climate neutrality - plan - installation of modern energy-saving equipment | Verenchanske village council | no | no | 3.7 | M5.3 Danube River Basin Region | M5.3.2 Prut River sub-basin | Chernivetska | Chernivtsi | Verenchanskaya | Sovytsia Kitsmanska river | UA_M5.3.2_0169 | not at risk | Not defined | Not defined |  | х | [5 empty] | 0.93 | [5 empty] | 31.83 | 29.6 |  |  | 29.6 | 2023 | Drinking Water of Ukraine Programme | state, local budgets, other budgets not prohibited by law | Verenchanska community | 2025-2030 | average | There is no design and construction project, approximate calculations have been made (expert opinion) | Verenchanska community | 2023 р.
94 | 4 |  | 8.1.1., 8.1.2., 8.1.3., 8.1.4. | 5, 6, 7, 17, 23 | Restoration of the free flow of a section of the Shubranets riverbed in the territory of Shubranets village, Horishnosherovetska community, Chernivtsi district, Chernivtsi region (including design works). | Work to restore the hydromorphological characteristics (width, depth) of the riverbed, manage sediments (extraction of sediments), and improve continuity for biota migration. | Clearing of the riverbed and banks on a 1 km long section within the settlement (Google coordinates from 48.391041, 25.886626 to 48.398386, 25.881135), namely: - partially cutting down shrubs; - partially mechanised excavation of soil (silt) with moving; - clearing of the riverbed (fallen tree trunks, debris); - planning of previously excavated soil to bring the riverbank into proper condition; - improvement of the adjacent territory. The works are carried out with the obligatory preservation of the natural morphological characteristics of the riverbed and banks. | Horishnosherovetska village council | no | no | 1.9 | M5.3 Danube River Basin Region | M5.3.2 Prut River sub-basin | Chernivetska | Chernivtsi | Walnut and Cheese | Shubranets River | UA_M5.3.2_0174 | at risk | Not defined | Not defined | no |  |  | + | [5 empty] | 1 |  |  |  | 1 | 1 | 0.4 | 0.4 | 1.4 | 2023-03-16 | Regional and local social development programmes | state, local budgets, other budgets not prohibited by law | Horishnosherovetska village council | 2025-2030 | low | No design and estimate documentation and EIA available | Horishnoshervetska community | 2023-03-06
95 | 4 |  | 8.1.1., 8.1.2., 8.1.3., 8.1.4. | 5, 6, 7, 17, 23 | Restoration of the free flow of the Zadubrivka River and installation of a coastal protection strip in the village. Zadubrivka Horishnosherovetska community Chernivtsi district, Chernivtsi region (including design works). | Work to restore the hydromorphological characteristics (width, depth) of the riverbed, manage sediments (extraction of sediments), improve continuity for biota migration, and establish a riparian protection zone. | Clearing of the riverbed and banks on a 2 km long section (Google coordinates from 48.370019, 25.926832 to 48.386139, 25.925520), namely: - partially cutting down shrubs; - partially mechanised excavation of soil (silt) with moving; - clearing the riverbed (fallen tree trunks, debris); - planning of previously excavated soil to bring the riverbank into proper condition; - landscaping of the adjacent territory. The works are carried out with the obligatory preservation of the natural morphological characteristics of the riverbed and banks. | Horishnosherovetska village council | no | no | 1 | M5.3 Danube River Basin Region | M5.3.2 Prut River sub-basin | Chernivetska | Chernivtsi | Walnut and Cheese | Zadubrivka River | UA_M5.3.2_0177 | possibly at risk | Not defined | Not defined | no |  |  | + | [5 empty] | 2 |  |  |  | 1 | 2 | 0.4 | 0.8 | 2.8 | 2023-03-16 | Regional and local social development programmes | state, local budgets, other budgets not prohibited by law | Horishnosherovetska village council | 2025-2030 | low | No design and estimate documentation and EIA available | Walnut woollen community | 2023-03-06
96 | 1, 2, 3 |  | 8.1.1., 8.1.2., 8.1.3 | 1, 4, 15, 21 | Construction of sewage treatment plants and water disposal networks in the village of Horishni Sherivtsi Horishni Sherovetska community Chernivtsi district, Chernivtsi region | General (mandatory) data on the STP operator: 1. Balance sheet holder: Horishnisherivtsi village council 2. EDRPOU code: 04417174 3. Water user code: 0 4. Information on the operation of the STP (as of 01.01.2023) discharged waste water per year, thousand cubic metres - Total: 0 - without treatment: 0 - insufficiently treated: 0 - normatively clean (without cleaning): 0 - normatively treated at treatment plants: 0 - biological treatment: 0 - physical and chemical treatment: 0 - mechanical: 0 - capacity of treatment facilities, after which the waste water is discharged into water bodies: 0 including those that provide regulatory treatment: 0 capacity of treatment facilities, after treatment of which return (waste) water is discharged to irrigation fields, terrain, filtration fields, storage tanks and cesspools: 0 | 1. Number of sewage treatment systems (STS) - actual - 0 - planned - 1 2. Method of wastewater treatment - actual - none - plan - MECH (1)/BIO (2) 3. Capacity of facilities after which wastewater is discharged to the surface water body (SWB) - actual - 0 thousand m3/day (0 million m3/year) - plan - 0.7 thousand m3/day (0.255 million m3/year) 4. Residual sediment (sludge) - actual - none - plan - treatment (partial recycling) 5. Stormwater drainage (SW) - collector-drainage water (rain and melt) - fact - not available - plan - treatment of storm water drainage system 6. Access to sanitation (connection of the population to the SSS (%) number of subscribers (population) of the territorial community (TC) - actual - 0 /0 thousand people - plan - 100%/2.8 thousand people 7. Climate neutrality - plan - installation of modern energy-saving equipment | Horishnisherivtsi village council | no | no | 2.8 | M5.3 Danube River Basin Region | M5.3.2 Prut River sub-basin | Chernivetska | Chernivtsi | Walnut and Cheese | Moshkiv River | UA_M5.3.2_0178 | not at risk | Not defined | Not defined | Chernivtsi Regional Landscape Park | х | [5 empty] | 0.7 | [5 empty] | 32 | 22.4 |  |  | 22.4 | 2023 | Drinking Water of Ukraine Programme | state, local budgets, other budgets not prohibited by law | Horishnosherovetska village council | 2025-2030 | average | There is no design and construction project, approximate calculations have been made (expert opinion) | Walnut woollen community | 2023 р.
97 | 1, 2, 3 |  | 8.1.1., 8.1.2., 8.1.3 | 1, 4, 15, 21 | Construction of sewage treatment plants and water disposal networks in Chornivka village, Chernivtsi community, Chernivtsi district, Chernivtsi region | General (mandatory) data on the STP operator: 1. Balance sheet holder: Chernivtsi City Council 2. EDRPOU code: 36068147 3. Water user code: not available 4. Information on the operation of the STP (as of 01.01.2023) discharged waste water per year, thousand cubic metres - total: 0 - without treatment: 0 - insufficiently treated: 0 - normatively clean (without cleaning): 0 - normatively treated at treatment plants: 0 - biological treatment: 0 - physical and chemical treatment: 0 - mechanical: 0 - capacity of treatment facilities, after which the waste water is discharged into water bodies: 0 including those that provide regulatory treatment: 0 capacity of treatment facilities, after treatment of which return (waste) water is discharged to irrigation fields, terrain, filtration fields, storage tanks and cesspools: 0 | 1. Number of sewage treatment systems (STS): - actual - 0 - plan - 1 2. Method of wastewater treatment - actual - none - plan - MECH (1)/BIO (2) 3. Capacity of facilities after which wastewater is discharged to the surface water body (SWB) - actual - 0 thousand m3/day (0 million m3/year) - plan - 0.6 thousand m3/day (0.219 million m3/year) 4. Residual sediment (sludge) - actual - none - plan - treatment (partial recycling) 5. Stormwater drainage (SW) - collector-drainage water (rain and melt) - fact - absent - plan - treatment of storm water drainage system 6. Access to sanitation (connection of the population to the SSS (%) number of subscribers (population) of the territorial community (TC) - actual - 0 % / 0 thousand people - plan - 100%/2.4 thousand people 7. Climate neutrality - plan - installation of modern energy-saving equipment | Chernivtsi City Council | no | no | 2.4 | M5.3 Danube River Basin Region | M5.3.2 Prut River sub-basin | Chernivetska | Chernivtsi | Chernivetska | Moshkiv River | UA_M5.3.2_0178 | not at risk | Not defined | Not defined | Chernivtsi Regional Landscape Park | х | [5 empty] | 0.6 | [5 empty] | 32 | 19.2 |  |  | 19.2 | 2023 | Drinking Water of Ukraine Programme | state, local budgets, other budgets not prohibited by law | Chernivtsi community | 2025-2030 | average | There is no design and construction project, approximate calculations have been made (expert opinion) | BUVR of the Prut and Siret | 2023 р.
98 | 4 |  | 8.1.1., 8.1.2., 8.1.3., 8.1.4. | 5, 6, 7, 17, 23 | Restoration of the free flow of the Shyrovtsi (Sherivchanka) riverbed, a tributary of the Moshkiv river, and installation of a coastal protection strip in the village. Horishni Sherivtsi Horishni Sherovetska community Chernivtsi rayon Chernivtsi oblast (including design works). | Restoration of hydromorphological characteristics (width, depth) of the river channel, sediment management (extraction of sediments), improvement of continuity for biota migration, and establishment of a riparian protection zone | Clearing of the riverbed and banks on a 1.5 km long section within the settlement (Google coordinates from 48.382067, 25.954182 to 48.394631, 25.951720), namely: - partial felling of shrubs; - partially mechanised excavation of soil (silt) with moving; - clearing of the riverbed (fallen tree trunks, debris); - planning of previously excavated soil to bring the river bank into proper condition; - improvement of the adjacent territory. The works are carried out with the obligatory preservation of the natural morphological characteristics of the riverbed and banks. | Horishnosherovetska village council | no | no | 2.8 | M5.3 Danube River Basin Region | M5.3.2 Prut River sub-basin | Chernivetska | Chernivtsi district | Gorishneše-Rovetska | Moshkiv River | UA_M5.3.2_0179 | possibly at risk | Not defined | Not defined | Chernivtsi Regional Landscape Park |  |  | + | [5 empty] | 1.5 |  |  |  | 1 | 1.5 | 0.4 | 0.6 | 2.1 | 2023-03-16 | Regional and local social development programmes | State, regional, local and other funds | Gorishnosherovetska community | 2025-2030 | low | No design and estimate documentation and EIA available | Horishnoshervetska community | 2023-03-06
99 | 1, 2, 3 | - | 8.1.1., 8.1.2., 8.1.3 | 1, 4, 15, 21 | Reconstruction of sewage treatment facilities in Hlyboka Hlybotska community Chernivtsi district, Chernivtsi region | General (mandatory) data on the STP operator: 1. Balance sheet holder: Hlyboka Production Department of Housing and Communal Services 2. EDRPOU code: 03357553 3. Water user code: 770018 4. Information on the operation of the STP (as of 01.01.2023) discharged waste water per year, thousand cubic metres - total: 57,9 - without treatment: 0 - insufficiently treated: 57,9 - normatively clean (without treatment): 0 - normatively treated at treatment plants: 0 - biological treatment: 0 - physical and chemical treatment: 0 - mechanical: 0 - capacity of treatment facilities that discharge waste water into water bodies after treatment: 255.5 including those providing regulatory treatment: 0 capacity of treatment facilities, after treatment of which waste water is discharged to irrigation fields, terrain, filtration fields, storage tanks and cesspools: 0 | 1: Number of sewage treatment systems (STS): - actual - 1 - planned - 1 2. Method of wastewater treatment - actual - MECH (1) / BIO (2) - plan - BMP (1) / BIO (2) 3. Capacity of facilities after which wastewater is discharged to the surface water body (SWB) - actual - 0.7 thousand m3/day (0.255 million m3/year) - plan - 2.35 thousand m3/day (0.858 million m3/year) 4. Residual sludge (sludge) - actual - untreated (storage) - plan - treatment (partial processing) 5. Stormwater drainage (SWD) - collector-drainage water (rain and melt) - fact - not available - plan - treatment of stormwater drainage system 6. Access to sanitation (connection of the population to the SSS (%) number of subscribers (population) of the territorial community (TC) - actual - 33 % / 3.1 thousand people - plan - 100%/9.4 thousand people 7. Climate neutrality - plan - installation of modern energy-saving equipment | Hlyboka village council | no | no | 9.4 | M5.3 Danube River Basin Region | M5.3.2 Prut River sub-basin | Chernivetska | Chernivtsi | Hlybotska | Dereluy River | UA_M5.3.2_0180 | at risk | Not defined | Not defined |  | х | [5 empty] | 2.35 | [5 empty] | 22.13 | 52 |  |  | 52 | 2023 | Drinking Water of Ukraine Programme Comprehensive Environmental Protection Programme "Ecology" in Chernivtsi Oblast for 2022-2026 | state, local budgets, other budgets not prohibited by law | Hlybotske Utility Company | 2023-2027 | average | Developed by the project team, 2017 | Hlybotska community | 2023 р.
100 | 1, 2, 3 |  | 8.1.1., 8.1.2., 8.1.3 | 1, 4, 15, 21 | Construction of sewage treatment plants and water disposal networks in Chervona Dibrova village, Hlybotska community, Chernivtsi district, Chernivtsi region | General (mandatory) data about the STP operator: 1. Balance sheet holder: Hlyboka village council 2. EDRPOU code: 04417004 3. Water user code: not available 4. Information on the operation of the STP (as of 01.01.2023) discharged waste water per year, thousand cubic metres - total: 0 - without treatment: 0 - insufficiently treated: 0 - normatively clean (without cleaning): 0 - normatively treated at treatment plants: 0 - biological treatment: 0 - physical and chemical treatment: 0 - mechanical: 0 - capacity of treatment facilities, after which the waste water is discharged into water bodies: 0 including those that provide regulatory treatment: 0 capacity of treatment facilities, after treatment of which return (waste) water is discharged to irrigation fields, terrain, filtration fields, storage tanks and cesspools: 0 | 1. Number of sewage treatment systems (STS): - actual - 0 - plan - 1 2. Method of wastewater treatment - actual - none - plan - MECH (1)/BIO (2) 3. Capacity of facilities after which wastewater is discharged to the surface water body (SWB) - plan - 0 thousand m3/day (0 million m3/year) - plan - 0.85 thousand m3/day (0.310 million m3/year) 4. Residual sediment (sludge) - actual - none - plan - treatment (partial recycling) 5. Stormwater drainage (SW) - collector-drainage water (rain and melt) - fact - not available - plan - treatment of storm water drainage system 6. Access to sanitation (connection of the population to the SSS (%) number of subscribers (population) of the territorial community (TC) - actual - 0 % / 0 thousand people - plan - 100%/3.4 thousand people 7. Climate neutrality - plan - installation of modern energy-saving equipment | Hlyboka village council | no | no | 3.4 | M5.3 Danube River Basin Region | M5.3.2 Prut River sub-basin | Chernivetska | Chernivtsi | Hlybotska | Dereluy River | UA_M5.3.2_0180 | at risk | Not defined | Not defined |  | х | [5 empty] | 0.85 | [5 empty] | 32 | 27.2 |  |  | 27.2 | 2023 | Drinking Water of Ukraine Programme, Sustainable Development Strategy of Hlyboka Territorial Community for 2021-2029 | state, local budgets, other budgets not prohibited by law | Hlybotska community | 2025-2030 | average | The following villages will be connected to the WSC: Dymka, vill. Mykhaylivka, Chervona Dibrova No design and development plan available Estimates made (expert opinion) | Hlybotska community | 2023 р.
101 | 1, 2, 3 |  | 8.1.1., 8.1.2., 8.1.3 | 1, 4, 15, 21 | Construction of sewage treatment plants and drainage networks in Voloka village Volokivska community Chernivtsi district, Chernivtsi region | General (mandatory) data on the STP operator: 1. Balance sheet holder: Volokiv village council 2. EDRPOU code: 04417079 3. Water user code: not available 4. Information on the operation of the STP (as of 01.01.2023) discharged waste water per year, thousand cubic metres - total: 0 - without treatment: 0 - insufficiently treated: 0 - normatively clean (without cleaning): 0 - normatively treated at treatment plants: 0 - biological treatment: 0 - physical and chemical treatment: 0 - mechanical: 0 - capacity of treatment facilities, after which the waste water is discharged into water bodies: 0 including those that provide regulatory treatment: 0 capacity of treatment facilities, after treatment of which return (waste) water is discharged to irrigation fields, terrain, filtration fields, storage tanks and cesspools: 0 | 1. Number of sewage treatment systems (STS): - actual - 0 - plan - 1 2. Method of wastewater treatment - actual - none - plan - MECH (1)/BIO (2) 3. Capacity of facilities after which wastewater is discharged to the surface water body (SWB) - plan - 0 thousand m3/day (0 million m3/year) - plan - 1.53 thousand m3/day (0.558 million m3/year) 4. Residual sediment (sludge) - actual - none - plan - treatment (partial recycling) 5. Stormwater drainage (SW) - collector-drainage water (rain and melt) - fact - not available - plan - treatment of storm water drainage system 6. Access to sanitation (connection of the population to the SSS (%) number of subscribers (population) of the territorial community (TC) - actual - 0 % / 0 thousand people - plan - 100%/6.1 thousand people 7. Climate neutrality - plan - installation of modern energy-saving equipment | Volokiv village council | no | no | 6.1 | M5.3 Danube River Basin Region | M5.3.2 Prut River sub-basin | Chernivetska | Chernivtsi | Volokovskaya | Dereluy River | UA_M5.3.2_0181 | not at risk | Not defined | Not defined |  | х | [5 empty] | 1.53 | [5 empty] | 31.9 | 48.8 |  |  | 48.8 | 2023 | Drinking Water of Ukraine Programme | state, local budgets, other budgets not prohibited by law | Volokovskaya community | 2025-2030 | average | The following villages will be connected to the WSC: Voloka village, Grushivka village. Grushivka, Valya Kuzmina village No design and construction project No indicative calculations made (expert opinion) | Volokovskaya community | 2023 р.
102 | 1, 2, 3 |  | 8.1.1., 8.1.2., 8.1.3 | 1, 4, 15, 21 | Construction of sewage treatment plants and water disposal networks in Velykyi Kuchuriv village Velykyi Kuchurivska community Chernivtsi district, Chernivtsi region | General (mandatory) data on the STP operator: 1. Balance sheet holder: Velykokuchurivska village council 2. EDRPOU code: 04418162 3. Water user code: not available 4. Information on the operation of the STP (as of 01.01.2023) discharged waste water per year, thousand cubic metres - total: 0 - without treatment: 0 - insufficiently treated: 0 - normatively clean (without cleaning): 0 - normatively treated at treatment plants: 0 - biological treatment: 0 - physical and chemical treatment: 0 - mechanical: 0 - capacity of treatment facilities, after which the waste water is discharged into water bodies: 0 including those that provide regulatory treatment: 0 capacity of treatment facilities, after treatment of which return (waste) water is discharged to irrigation fields, terrain, filtration fields, storage tanks and cesspools: 0 | 1. Number of sewage treatment systems (STS): - actual - 0 - plan - 1 2. Method of wastewater treatment - actual - none - plan - MEH (1)/BIO(2)/TRO(3) 3. Capacity of facilities after which wastewater is discharged to the surface water body (SWB) - plan - 0 thousand m3/day (0 million m3/year) - actual - 3.1 thousand m3/day (0.450 million m3/year) 4. Residual sediment (sludge) - actual - none - plan - treatment (partial recycling) 5. Stormwater drainage (SW) - collector-drainage water (rain and melt) - fact - not available - plan - treatment of storm water drainage system 6. Access to sanitation (connection of the population to the SSS (%) number of subscribers (population) of the territorial community (TC) - actual - 0 % / 0 thousand people - plan - 100%/12.4 thousand people 7. Climate neutrality - plan - installation of modern energy-saving equipment | Velykokuchurivka village council | no | no | 12.4 | M5.3 Danube River Basin Region | M5.3.2 Prut River sub-basin | Chernivetska | Chernivtsi | Velikokuchurivska | Dereluy River | UA_M5.3.2_0182 | possibly at risk | Not defined | Not defined |  | х | [5 empty] | 3.1 | [5 empty] | 72 | 223.2 |  |  | 223.2 | 2023 | Drinking Water of Ukraine Programme, Sustainable Development Strategy of the Velykokuchurivska Territorial Community for 2021-2029 | state, local budgets, other budgets not prohibited by law | Velykokuchurivska community | 2025-2029 | average | Velykyi Kuchuriv village, village. Sniachiv, Tysovets village No design and engineering study available Approximate calculations made (expert opinion) | BUVR of the Prut and Siret | 2023 р.
103 | 1, 2, 3 |  | 8.1.1., 8.1.2., 8.1.3 | 1, 4, 15, 21 | Construction of sewage treatment plants and drainage networks in the village. Molodiya Chahorska community Chernivtsi district, Chernivtsi region | General (mandatory) data on the STP operator: 1. Balance sheet holder: Chahora village council 2. EDRPOU code: 04418498 3. Water user code: not available 4. Information on the operation of the STP (as of 01.01.2023) discharged waste water per year, thousand cubic metres - total: 0 - without treatment: 0 - insufficiently treated: 0 - normatively clean (without cleaning): 0 - normatively treated at treatment plants: 0 - biological treatment: 0 - physical and chemical treatment: 0 - mechanical: 0 - capacity of treatment facilities, after which the waste water is discharged into water bodies: 0 including those that provide regulatory treatment: 0 capacity of treatment facilities, after treatment of which return (waste) water is discharged to irrigation fields, terrain, filtration fields, storage tanks and cesspools: 0 | 1. Number of sewage treatment systems (STS): - actual - 0 - plan - 1 2. Method of wastewater treatment - actual - none - plan - MECH (1)/BIO (2) 3. Capacity of facilities after which wastewater is discharged to the surface water body (SWB) - actual - 0 thousand m3/day (0 million m3/year) - plan - 2.3 thousand m3/day (0.840 million m3/year) 4. Residual sediment (sludge) - actual - none - plan - treatment (partial recycling) 5. Stormwater drainage (SW) - collector-drainage water (rain and melt) - fact - absent - plan - treatment of storm water drainage system 6. Access to sanitation (connection of the population to the SSS (%) number of subscribers (population) of the territorial community (TC) - actual - 0 % / 0 thousand people - plan - 100%/9.3 thousand people 7. Climate neutrality - plan - installation of modern energy-saving equipment | Chahora village council | no | no | 9.3 | M5.3 Danube River Basin Region | M5.3.2 Prut River sub-basin | Chernivetska | Chernivtsi | Chagorsk | Dereluy River | UA_M5.3.2_0182 | possibly at risk | Not defined | Not defined |  | х | [5 empty] | 2.3 | [5 empty] | 32.3 | 74.4 |  |  | 74.4 | 2023 | Drinking Water of Ukraine Programme, Chahora Territorial Community Development Strategy until 2027 | state, local budgets, other budgets not prohibited by law | Chagorskaya community | 2025-2027 | average | The following villages will be connected to the CBC: Chahor, Chahor. Moloda No CDD is available Approximate calculations have been made (expert opinion) | Chagorskaya community | 2023 р.
104 | 1, 2, 3 |  | 8.1.1., 8.1.2., 8.1.3 | 1, 4, 15, 21 | Construction of sewage treatment plants and water disposal networks in Korovia village, Chernivtsi community, Chernivtsi district, Chernivtsi region | General (mandatory) data on the STP operator: 1. Balance sheet holder: Chernivtsi City Council 2. EDRPOU code: 36068147 3. Water user code: not available 4. Information on the operation of the STP (as of 01.01.2023) discharged waste water per year, thousand cubic metres - total: 0 - without treatment: 0 - insufficiently treated: 0 - normatively clean (without cleaning): 0 - normatively treated at treatment plants: 0 - biological treatment: 0 - physical and chemical treatment: 0 - mechanical: 0 - capacity of treatment facilities, after which the waste water is discharged into water bodies: 0 including those that provide regulatory treatment: 0 capacity of treatment facilities, after treatment of which return (waste) water is discharged to irrigation fields, terrain, filtration fields, storage tanks and cesspools: 0 | 1. Number of sewage treatment systems (STS): - actual - 0 - plan - 1 2. Method of wastewater treatment - actual - none - plan - MECH (1)/BIO (2) 3. Capacity of facilities after which wastewater is discharged to the surface water body (SWB) - actual - 0 thousand m3/day (0 million m3/year) - plan - 0.8 thousand m3/day (0.292 million m3/year) 4. Residual sediment (sludge) - actual - none - plan - treatment (partial recycling) 5. Stormwater drainage (SW) - collector-drainage water (rain and melt) - fact - absent - plan - treatment of storm water drainage system 6. Access to sanitation (connection of the population to the SSS (%) number of subscribers (population) of the territorial community (TC) - actual - 0 % / 0 thousand people - plan - 100%/3.0 thousand people 7. Climate neutrality - plan - installation of modern energy-saving equipment | Chernivtsi City Council | no | no | 3 | M5.3 Danube River Basin Region | M5.3.2 Prut River sub-basin | Chernivetska | Chernivtsi | Chernivetska | Dereluy River | UA_M5.3.2_0182 | possibly at risk | Not defined | Not defined |  | х | [5 empty] | 0.8 | [5 empty] | 30 | 24 |  |  | 24 | 2023 | Drinking Water of Ukraine Programme | state, local budgets, other budgets not prohibited by law | Chernivtsi community | 2025-2030 | average | There is no design and construction project, approximate calculations have been made (expert opinion) | BUVR of the Prut and Siret | 2023 р.
105 | 4 |  | 8.1.1., 8.1.2., 8.1.3., 8.1.4. | 5, 6, 7, 17, 23 | Restoration of the free flow of a section of the Dereluy riverbed and installation of a coastal protection strip in Chahor village, Chahorska community, Chernivtsi district, Chernivtsi region (including design works). | Work to restore the hydromorphological characteristics (width, depth) of the riverbed, manage sediments (extraction of sediments), improve continuity for biota migration, and establish a riparian protection zone. | Clearing of the riverbed and banks on a 0.2 km section within the settlement (Google coordinates from 48.236342, 26.018062 to 48.234602, 26.016775), namely: - partial felling of shrubs; - partially mechanised excavation of soil (silt) with moving; - clearing of the riverbed (fallen tree trunks, debris); - planning of previously excavated soil in order to bring the river bank in proper condition; - shoring up of the bank 150 m of the excavated soil. The works are performed with the obligatory preservation of the natural morphological characteristics of the riverbed and banks. | Chahora village council | no | no | 8.5 | M5.3 Danube River Basin Region | M5.3.2 Prut River sub-basin | Chernivetska | Chernivtsi | Chagorsk | Dereluy River | UA_M5.3.2_0182 | possibly at risk | Not defined | Not defined | no |  |  | + | [5 empty] | 0.2 |  |  |  | 1 | 0.2 | 0.4 | 0.08 | 0.28 | 2023-03-07 | Regional and local social development programmes | State, regional, local and other funds | Chagorska community | 2025-2030 | low | No design and estimate documentation and EIA available | Chagorska community | 2023-03-07
106 | 1, 2, 3 |  | 8.1.1., 8.1.2., 8.1.3 | 1, 4, 15, 21 | Construction of sewage treatment plants and water disposal networks in Kamyana Kamyanska community Chernivtsi district, Chernivtsi region | General (mandatory) data on the STP operator: 1. Balance sheet holder: Kamianske village council 2. EDRPOU code: 04418096 3. Water user code: not available 4. Information on the operation of the STP (as of 01.01.2023) discharged waste water per year, thousand cubic metres - total: 0 - without treatment: 0 - insufficiently treated: 0 - normatively clean (without cleaning): 0 - normatively treated at treatment plants: 0 - biological treatment: 0 - physical and chemical treatment: 0 - mechanical: 0 - capacity of treatment facilities, after which the waste water is discharged into water bodies: 0 including those that provide regulatory treatment: 0 capacity of treatment facilities, after treatment of which return (waste) water is discharged to irrigation fields, terrain, filtration fields, storage tanks and cesspools: 0 | 1. Number of sewage treatment systems (STS): - actual - 0 - plan - 1 2. Method of wastewater treatment - actual - none - plan - MECH (1)/BIO (2) 3. Capacity of facilities after which wastewater is discharged to the surface water body (SWB) - plan - 0 thousand m3/day (0 million m3/year) - plan - 1.80 thousand m3/day (0.657 million m3/year) 4. Residual sediment (sludge) - actual - none - plan - treatment (partial recycling) 5. Stormwater drainage (SW) - collector-drainage water (rain and melt) - fact - not available - plan - treatment of storm water drainage system 6. Access to sanitation (connection of the population to the SSS (%) number of subscribers (population) of the territorial community (TC) - actual - 0 % / 0 thousand people - plan - 100%/7.2 thousand people 7. Climate neutrality - plan - installation of modern energy-saving equipment | Kamianske village council | no | no | 7.2 | M5.3 Danube River Basin Region | M5.3.2 Prut River sub-basin | Chernivetska | Chernivtsi | Kamianska | Korovia River | UA_M5.3.2_0186 | not at risk | Not defined | Not defined | Chernivtsi Regional Landscape Park | х | [5 empty] | 1.8 | [5 empty] | 32 | 57.6 |  |  | 57.6 | 2023 | Drinking Water of Ukraine Programme, Development Strategy of the Kamianske Territorial Community of Chernivtsi Oblast for 2021-2027 | state, local budgets, other budgets not prohibited by law | Kamenskaya community | 2025-2030 | average | The following villages will be connected to the SPS: Kamyana village, vlg. Mikhalcha, Dubove village, village. Zavoloka, village. Spaska No design and construction documents available Approximate calculations have been made (expert opinion) | Kamenskaya community | 2023 р.
107 | 4 |  | 8.1.1., 8.1.2., 8.1.3., 8.1.4. | 5, 6, 7, 17, 23 | Restoration of the free flow of the Korovia riverbed and installation of a coastal protection strip in Dubove village and Mykhalcha village. Mikhalcha Kamianska community Chernivtsi district, Chernivtsi region (including design works). | Work to restore the hydromorphological characteristics (width, depth) of the riverbed, manage sediments (extraction of sediments), improve continuity for biota migration, and establish a riparian protection zone. | Clearing of the riverbed and banks on a 5.7 km long section within the settlements (Google coordinates from 48.269460, 25.815325 to 48.243803, 25.865298), namely: - partially cutting down shrubs; - partially mechanised excavation of soil (silt) with moving; - clearing of the riverbed (fallen tree trunks, debris); - planning of previously excavated soil to bring the riverbank into proper condition; - improvement of the adjacent territory. The works are carried out with the obligatory preservation of the natural morphological characteristics of the riverbed and banks. | Kamianske village council | no | no | 3.1 | M5.3 Danube River Basin Region | M5.3.2 Prut River sub-basin | Chernivetska | Chernivtsi | Kamianska | Korovia River | UA_M5.3.2_0186 | not at risk | Not defined | Not defined | Chernivtsi Regional Landscape Park |  |  | + | [5 empty] | 5.7 |  |  |  | 1 | 5.7 | 0.4 | 2.28 | 7.98 | 2023-03-17 | Regional and local social development programmes | State, regional, local and other funds | Kamenskaya community | 2025-2030 | low | No design and estimate documentation and EIA available | Kamenskaya community | 2023-03-13
108 | 1, 2, 3 |  | 8.1.1., 8.1.2., 8.1.3 | 1, 4, 15, 21 | Construction of sewage treatment plants and drainage networks in the village. Lukytsia Chahorska community Chernivtsi district, Chernivtsi region | General (mandatory) data on the STP operator: 1. Balance sheet holder: Chahora village council 2. EDRPOU code: 04418498 3. Water user code: not available 4. Information on the operation of the STP (as of 01.01.2023) discharged waste water per year, thousand cubic metres - total: 0 - without treatment: 0 - insufficiently treated: 0 - normatively clean (without cleaning): 0 - normatively treated at treatment plants: 0 - biological treatment: 0 - physical and chemical treatment: 0 - mechanical: 0 - capacity of treatment facilities, after which the waste water is discharged into water bodies: 0 including those that provide regulatory treatment: 0 capacity of treatment facilities, after treatment of which return (waste) water is discharged to irrigation fields, terrain, filtration fields, storage tanks and cesspools: 0 | 1. Number of sewage treatment systems (STS): - actual - 0 - plan - 1 2. Method of wastewater treatment - actual - none - plan - MECH (1)/BIO (2) 3. Capacity of facilities after which wastewater is discharged to the surface water body (SWB) - actual - 0 thousand m3/day (0 million m3/year) - plan - 0.6 thousand m3/day (0.219 million m3/year) 4. Residual sediment (sludge) - actual - none - plan - treatment (partial recycling) 5. Stormwater drainage (SW) - collector-drainage water (rain and melt) - fact - absent - plan - treatment of storm water drainage system 6. Access to sanitation (connection of the population to the SSS (%) number of subscribers (population) of the territorial community (TC) - actual - 0 % / 0 thousand people - plan - 100%/2.3 thousand people 7. Climate neutrality - plan - installation of modern energy-saving equipment | Chahora village council | no | no | 2.3 | M5.3 Danube River Basin Region | M5.3.2 Prut River sub-basin | Chernivetska | Chernivtsi | Chagorsk | Vitsa River, right tributary of the Prut River | UA_M5.3.2_0192 | possibly at risk | Not defined | Not defined |  | х | [5 empty] | 0.6 | [5 empty] | 30.7 | 18.4 |  |  | 18.4 | 2023 | Drinking Water of Ukraine Programme, Chahora Territorial Community Development Strategy until 2027 | state, local budgets, other budgets not prohibited by law | Chagorskaya community | 2025-2027 | average | The following villages will be connected to the WSC: Kut village, Kut village. Bulb of the design and construction documents is missing Approximate calculations have been made (expert opinion) | Chagorskaya community | 2023 р.
109 | 1, 2, 3 |  | 8.1.1., 8.1.2., 8.1.3 | 1, 4, 15, 21 | Construction of sewage treatment plants and water disposal networks in Toporivtsi village Toporivska community Chernivtsi district, Chernivtsi region | General (mandatory) data on the STP operator: 1. Balance sheet holder: Toporivka village council 2. EDRPOU code: 04417398 3. Water user code: not available 4. Information on the operation of the STP (as of 01.01.2023) discharged waste water per year, thousand cubic metres - total: 0 - without treatment: 0 - insufficiently treated: 0 - normatively clean (without cleaning): 0 - normatively treated at treatment plants: 0 - biological treatment: 0 - physical and chemical treatment: 0 - mechanical: 0 - capacity of treatment facilities, after which the waste water is discharged into water bodies: 0 including those that provide regulatory treatment: 0 capacity of treatment facilities, after treatment of which return (waste) water is discharged to irrigation fields, terrain, filtration fields, storage tanks and cesspools: 0 | 1. Number of sewage treatment systems (STS): - actual - 0 - plan - 1 2. Method of wastewater treatment - actual - none - plan - MECH (1)/BIO (2) 3. Capacity of facilities after which wastewater is discharged to the surface water body (SWB) - actual - 0 thousand m3/day (0 million m3/year) - plan - 1.1 thousand m3/day (0.402 million m3/year) 4. Residual sediment (sludge) - actual - none - plan - treatment (partial recycling) 5. Stormwater drainage (SW) - collector-drainage water (rain and melt) - fact - absent - plan - treatment of stormwater drainage system 6. Access to sanitation (connection of the population to the SSS (%) number of subscribers (population) of the territorial community (TC) - actual - 0 % / 0 thousand people - plan - 100%/4.4 thousand people 7. Climate neutrality - plan - installation of modern energy-saving equipment | Toporivka village council | no | no | 4.4 | M5.3 Danube River Basin Region | M5.3.2 Prut River sub-basin | Chernivetska | Chernivtsi | Toporivska | Hukiv River | UA_M5.3.2_0194 | possibly at risk | Not defined | Not defined |  | х | [5 empty] | 1.1 | [5 empty] | 32 | 35.2 |  |  | 35.2 | 2023 | Drinking Water of Ukraine Programme | state, local budgets, other budgets not prohibited by law | Toporivska community | 2025-2030 | average | There is no design and construction project, approximate calculations have been made (expert opinion) | Toporivska community | 2023 р.
110 | 1, 2, 3 |  | 8.1.1., 8.1.2., 8.1.3 | 1, 4, 15, 21 | Construction of sewage treatment plants and drainage networks in the village. Ridkivtsi Magalska community Chernivtsi district, Chernivtsi region | General (mandatory) data on the STP operator: 1. Balance sheet holder: Magalska village council 2. EDRPOU code: 04417636 3. Water user code: not available 4. Information on the operation of the STP (as of 01.01.2023) discharged waste water per year, thousand cubic metres - total: 0 - without treatment: 0 - insufficiently treated: 0 - normatively clean (without cleaning): 0 - normatively treated at treatment plants: 0 - biological treatment: 0 - physical and chemical treatment: 0 - mechanical: 0 - capacity of treatment facilities, after which the waste water is discharged into water bodies: 0 including those that provide regulatory treatment: 0 capacity of treatment facilities, after treatment of which return (waste) water is discharged to irrigation fields, terrain, filtration fields, storage tanks and cesspools: 0 | 1. Number of sewage treatment systems (STS): - actual - 0 - plan - 1 2. Method of wastewater treatment - actual - none - plan - MECH (1) / BIO (2) 3. Capacity of facilities after which wastewater is discharged to the surface water body (SWB) - plan - 0 thousand m3/day (0 million m3/year) - plan - 1.10 thousand m3/day (0.402 million m3/year) 4. Residual sediment (sludge) - actual - none - plan - treatment (partial recycling) 5. Stormwater drainage (SW) - collector-drainage water (rain and melt) - fact - not available - plan - treatment of storm water drainage system 6. Access to sanitation (connection of the population to the SSS (%) number of subscribers (population) of the territorial community (TC) - actual - 0 % / 0 thousand people - plan - 100%/4.4 thousand people 7. Climate neutrality - plan - installation of modern energy-saving equipment | Magalska village council | no | no | 4.4 | M5.3 Danube River Basin Region | M5.3.2 Prut River sub-basin | Chernivetska | Chernivtsi | Magalska | Hukiv River | UA_M5.3.2_0196 | possibly at risk | Not defined | Not defined |  | х | [5 empty] | 1.1 | [5 empty] | 32 | 35.2 |  |  | 35.2 | 2023 | Drinking Water of Ukraine Programme | state, local budgets, other budgets not prohibited by law | Magalska community | 2025-2030 | average | There is no design and construction project, approximate calculations have been made (expert opinion) | Magalska community | 2023 р.
111 | 1, 2, 3 |  | 8.1.1., 8.1.2., 8.1.3 | 1, 4, 15, 21 | Construction of sewage treatment plants and water disposal networks in Boyanivka village Boyanska community Chernivtsi district, Chernivtsi region | General (mandatory) data about the STP operator: 1. Balance holder: Boyanska village council 2. EDRPOU code: 04417576 3. Water user code: not available 4. Information on the operation of the STP (as of 01.01.2023) discharged waste water per year, thousand cubic metres - total: 0 - without treatment: 0 - insufficiently treated: 0 - normatively clean (without cleaning): 0 - normatively treated at treatment plants: 0 - biological treatment: 0 - physical and chemical treatment: 0 - mechanical: 0 - capacity of treatment facilities, after which the waste water is discharged into water bodies: 0 including those that provide regulatory treatment: 0 capacity of treatment facilities, after treatment of which return (waste) water is discharged to irrigation fields, terrain, filtration fields, storage tanks and cesspools: 0 | 1. Number of sewage treatment systems (STS): - actual - 0 - plan - 1 2. Method of wastewater treatment - actual - none - plan - MECH (1)/BIO (2) 3. Capacity of facilities after which wastewater is discharged to the surface water body (SWB) - actual - 0 thousand m3/day (0 million m3/year) - plan - 1.85 thousand m3/day (0.675 million m3/year) 4. Residual sediment (sludge) - actual - none - plan - treatment (partial recycling) 5. Stormwater drainage (SW) - collector-drainage water (rain and melt) - fact - not available - plan - treatment of storm water drainage system 6. Access to sanitation (connection of the population to the SSS (%) number of subscribers (population) of the territorial community (TC) - actual - 0 % / 0 thousand people - plan - 100%/7.4 thousand people 7. Climate neutrality - plan - installation of modern energy-saving equipment | Boyansky village council | no | no | 7.4 | M5.3 Danube River Basin Region | M5.3.2 Prut River sub-basin | Chernivetska | Chernivtsi | Boyanskaya | Hukiv River | UA_M5.3.2_0197 | possibly at risk | Not defined | Not defined |  | х | [5 empty] | 1.85 | [5 empty] | 32 | 59.2 |  |  | 59.2 | 2023 | Drinking Water of Ukraine Programme | state, local budgets, other budgets not prohibited by law | Boyanskaya community | 2025-2030 | average | The following villages will be connected to the WSC: Boyany, Boyanivka, Prypruttya No design and development plan available Estimates (expert opinion) | Boyanskaya community | 2023 р.
112 | 1, 2, 3 |  | 8.1.1., 8.1.2., 8.1.3 | 1, 4, 15, 21 | Construction of sewage treatment plants and drainage networks in Bairaky village, Hertsaivska community, Chernivtsi district, Chernivtsi region | General (mandatory) data on the STP operator: 1. Balance sheet holder: Hertsaiv City Council 2. EDRPOU code: 21423970 3. Water user code: not available 4. Information on the operation of the STP (as of 01.01.2023) discharged waste water per year, thousand cubic metres - total: 0 - without treatment: 0 - insufficiently treated: 0 - normatively clean (without cleaning): 0 - normatively treated at treatment plants: 0 - biological treatment: 0 - physical and chemical treatment: 0 - mechanical: 0 - capacity of treatment facilities, after which the waste water is discharged into water bodies: 0 including those that provide regulatory treatment: 0 capacity of treatment facilities, after treatment of which return (waste) water is discharged to irrigation fields, terrain, filtration fields, storage tanks and cesspools: 0 | 1. Number of sewage treatment systems (STS): - actual - 0 - plan - 1 2. Method of wastewater treatment - actual - none - plan - MECH (1) / BIO (2) 3. Capacity of facilities after which wastewater is discharged to the surface water body (SWB) - plan - 0 thousand m3/day (0 million m3/year) - plan - 0.65 thousand m3/day (0.237 million m3/year) 4. Residual sediment (sludge) - actual - none - plan - treatment (partial recycling) 5. Stormwater drainage (SW) - collector-drainage water (rain and melt) - fact - not available - plan - treatment of storm water drainage system 6. Access to sanitation (connection of the population to the SSS (%) number of subscribers (population) of the territorial community (TC) - actual - - % /- thousand people - plan - 100%/2.6 thousand people 7. Climate neutrality - plan - installation of modern energy-saving equipment | Hertsaiv City Council | no | no | 2.6 | M5.3 Danube River Basin Region | M5.3.2 Prut River sub-basin | Chernivetska | Chernivtsi | Hertsaivska | Molnitsa River | UA_M5.3.2_0198 | possibly at risk | Not defined | Not defined |  | х | [5 empty] | 0.65 | [5 empty] | 32 | 20.8 |  |  | 20.8 | 2023 | Drinking Water of Ukraine Programme, Hertsaivska Community Development Strategy until 2029 | state, local budgets, other budgets not prohibited by law | Hertsaivska community | 2025-2030 | average | Bairaky and Pidvalne villages will be connected to the SPS No design and engineering study available Estimates have been made (expert opinion) | Hertsaivska community | 2023 р.
113 | 1, 2, 3 |  | 8.1.1., 8.1.2., 8.1.3 | 1, 4, 15, 21 | Construction of sewage treatment plants and water disposal networks in Khryatska village, Hertsaivska community, Chernivtsi district, Chernivtsi region | General (mandatory) data on the STP operator: 1. Balance sheet holder: Hertsaiv City Council 2. EDRPOU code: 21423970 3. Water user code: not available 4. Information on the operation of the STP (as of 01.01.2023) discharged waste water per year, thousand cubic metres - total: 0 - without treatment: 0 - insufficiently treated: 0 - normatively clean (without cleaning): 0 - normatively treated at treatment plants: 0 - biological treatment: 0 - physical and chemical treatment: 0 - mechanical: 0 - capacity of treatment facilities, after which the waste water is discharged into water bodies: 0 including those that provide regulatory treatment: 0 capacity of treatment facilities, after treatment of which return (waste) water is discharged to irrigation fields, terrain, filtration fields, storage tanks and cesspools: 0 | 1. Number of sewage treatment systems (STS): - actual - 0 - plan - 1 2. Method of wastewater treatment - actual - none - plan - MECH (1)/BIO (2) 3. Capacity of facilities after which wastewater is discharged to the surface water body (SWB) - plan - 0 thousand m3/day (0 million m3/year) - plan - 0.5 thousand m3/day (0.183 million m3/year) 4. Residual sediment (sludge) - actual - none - plan - treatment (partial recycling) 5. Stormwater drainage (SW) - collector-drainage water (rain and melt) - fact - not available - plan - treatment 6. Access to sanitation (connection of the population to the SSS (%) number of subscribers (population) of the territorial community (TC) - actual - 0 % / 0 thousand people - plan - 100%/2.0 thousand people 7. Climate neutrality - plan - installation of modern energy-saving equipment | Hertsaiv City Council | no | no | 2 | M5.3 Danube River Basin Region | M5.3.2 Prut River sub-basin | Chernivetska | Chernivtsi | Hertsaivska | Molnitsa River | UA_M5.3.2_0199 | possibly at risk | Not defined | Not defined |  | х | [5 empty] | 0.5 | [5 empty] | 32 | 16 |  |  | 16 | 2023 | Drinking Water of Ukraine Programme, Hertsaivska Community Development Strategy until 2029 | state, local budgets, other budgets not prohibited by law | Hertsaivska community | 2025-2029 | average | There is no design and construction project, approximate calculations have been made (expert opinion) | Hertsaivska community | 2023 р.
114 | 4 |  | 8.1.1., 8.1.2., 8.1.3., 8.1.4. | 5, 6, 7, 17, 23 | Restoration of the free flow of the Molnytsia riverbed section in the territory of Bairaky village, Hertsaivska community, Chernivtsi district, Chernivtsi region (including design works). | Work to restore the hydromorphological characteristics (width, depth) of the riverbed, manage sediments (extraction of sediments), improve continuity for biota migration, and establish a riparian protection zone. | Clearing of the riverbed and banks on a 1 km long section (section near the Bobul bridge - 0.6 km long (Google coordinates from 48.127808, 26.136519 to 48.122866, 26.135832); section near the Topor bridge - 0.4 km long (Google coordinates from 48.131803, 26.137184 to 48.127951, 26.136561), namely: - partial felling of shrubs; - partially mechanised excavation of soil (silt) with moving; - clearing of the riverbed (fallen tree trunks, debris); - planning of previously excavated soil to bring the riverbank into proper condition; - improvement of the adjacent territory. The works are carried out with the obligatory preservation of the natural morphological characteristics of the riverbed and banks. | Bairaky village (Hertsaivska urban community) | no | no | 1.9 | M5.3 Danube River Basin Region | M5.3.2 Prut River sub-basin | Chernivtsi region | Chernivtsi district | Hertsaivska territorial community | Molnitsa River | UA_M5.3.2_0199 | possibly at risk | Not defined | Not defined | no |  |  | + | [5 empty] | 1 |  |  |  | 1 | 1 | 0.4 | 0.4 | 1.4 | 2023-03-07 | Regional and local social development programmes | State, regional, local and other funds | Hertsaivska community | 2025-2030 | low | No design and estimate documentation and EIA available | Hertsaivska community | 2023-03-07
115 | 1, 2, 3 |  | 8.1.1., 8.1.2., 8.1.3 | 1, 4, 15, 21 | Construction of sewage treatment plants and water disposal networks in Banchy village Ostrytska community Chernivtsi district, Chernivtsi region | General (mandatory) data on the STP operator: 1. Balance holder: Ostrytska village council 2. EDRPOU code: 04418417 3. Water user code: not available 4. Information on the operation of the STP (as of 01.01.2023) discharged waste water per year, thousand cubic metres - total: 0 - without treatment: 0 - insufficiently treated: 0 - normatively clean (without cleaning): 0 - normatively treated at treatment plants: 0 - biological treatment: 0 - physical and chemical treatment: 0 - mechanical: 0 - capacity of treatment facilities, after which the waste water is discharged into water bodies: 0 including those that provide regulatory treatment: 0 capacity of treatment facilities, after treatment of which return (waste) water is discharged to irrigation fields, terrain, filtration fields, storage tanks and cesspools: 0 | 1. Number of sewage treatment systems (STS): - actual - 0 - plan - 1 2. Method of wastewater treatment - actual - none - plan - MECH (1)/BIO (2) 3. Capacity of facilities after which wastewater is discharged to the surface water body (SWB) - plan - 0 thousand m3/day (0 million m3/year) - plan - 1.73 thousand m3/day (0.631 million m3/year) 4. Residual sediment (sludge) - actual - none - plan - treatment (partial recycling) 5. Stormwater drainage (SW) - collector-drainage water (rain and melt) - fact - absent - plan - treatment of stormwater drainage system 6. Access to sanitation (connection of the population to the SSS (%) number of subscribers (population) of the territorial community (TC) - actual - 0 % / 0 thousand people - plan - 100%/6.9 thousand people 7. Climate neutrality - plan - installation of modern energy-saving equipment | Ostrytska village council | no | no | 6.9 | M5.3 Danube River Basin Region | M5.3.2 Prut River sub-basin | Chernivetska | Chernivtsi | Ostrytska | Molnitsa River | UA_M5.3.2_0200 | at risk | Not defined | Not defined |  | х | [5 empty] | 1.73 | [5 empty] | 31.9 | 55.2 |  |  | 55.2 | 2023 | Drinking Water of Ukraine Programme | state, local budgets, other budgets not prohibited by law | Ostrytska community | 2025-2030 | average | The following villages will be connected to the SPS: Velyka Buda, Mala Buda, and Mala Buda village, vlg. Hodynivka, village. Horbova, Bancheny No project design is available Approximate calculations have been made (expert opinion) | Ostrytska community | 2023 р.
116 | 4 |  | 8.1.1., 8.1.2., 8.1.3., 8.1.4. | 5, 6, 7, 17, 23 | Restoration of the free flow of the Molnytsia riverbed and installation of a coastal protection strip in the village. Molnytsia Hertsaivska community, Chernivtsi district, Chernivtsi region (including design works). | Work to restore the hydromorphological characteristics (width, depth) of the riverbed, manage sediments (extraction of sediments), improve continuity for biota migration, and establish a riparian protection zone. | Clearing of the riverbed and banks on a 1 km long section (0.5 km within the settlement (Google coordinates 48.1953212, 26.2334104 to 48.1986286, 26.2298836), 0.5 km outside the settlement (Google coordinates 48.190618, 26.236442 to 48.1948372, 26.2331157), namely: - partial felling of shrubs; - partially mechanised excavation of soil (silt) with moving; - clearing of the riverbed (fallen tree trunks, debris); - planning of previously excavated soil to bring the riverbank into proper condition; - improvement of the adjacent territory. The works are carried out with the obligatory preservation of the natural morphological characteristics of the riverbed and banks. | Hertsaivska urban community | no | no | 1.8 | M5.3 Danube River Basin Region | M5.3.2 Prut River sub-basin | Chernivtsi region | Chernivtsi district | Hertsaivska territorial community | Molnitsa River | UA_M5.3.2_0200 | at risk | Not defined | Not defined | no |  |  | + | [5 empty] | 1 |  |  |  | 1 | 1 | 0.4 | 0.4 | 1.4 | 2023-03-07 | Regional and local social development programmes | State, regional, local and other funds | Hertsaivska community | 2025-2030 | low | No design and estimate documentation and EIA available | Hertsaivska community | 2023-03-07
117 | 1, 2, 3 |  | 8.1.1., 8.1.2., 8.1.3 | 1, 4, 15, 21 | Construction of sewage treatment plants and drainage networks in Kolinkivtsi village Toporivska community, Chernivtsi district, Chernivtsi region | General (mandatory) data on the STP operator: 1. Balance sheet holder: Toporivka village council 2. EDRPOU code: 04417398 3. Water user code: not available 4. Information on the operation of the STP (as of 01.01.2023) discharged waste water per year, thousand cubic metres - total: 0 - without treatment: 0 - insufficiently treated: 0 - normatively clean (without cleaning): 0 - normatively treated at treatment plants: 0 - biological treatment: 0 - physical and chemical treatment: 0 - mechanical: 0 - capacity of treatment facilities, after which the waste water is discharged into water bodies: 0 including those that provide regulatory treatment: 0 capacity of treatment facilities, after treatment of which return (waste) water is discharged to irrigation fields, terrain, filtration fields, storage tanks and cesspools: 0 | 1. Number of sewage treatment systems (STS): - actual - 0 - plan - 1 2. Method of wastewater treatment - actual - none - plan - MECH (1)/BIO (2) 3. Capacity of facilities after which wastewater is discharged to the surface water body (SWB) - plan - 0 thousand m3/day (0 million m3/year) - plan - 2.4 thousand m3/day (0.876 million m3/year) 4. Residual sediment (sludge) - actual - none - plan - treatment (partial recycling) 5. Stormwater drainage (SW) - collector-drainage water (rain and melt) - fact - absent - plan - treatment of storm water drainage system 6. Access to sanitation (connection of the population to the SSS (%) number of subscribers (population) of the territorial community (TC) - actual - 0 % / 0 thousand people - plan - 100%/9.4 thousand people 7. Climate neutrality - plan - installation of modern energy-saving equipment | Toporivka village council | no | no | 9.4 | M5.3 Danube River Basin Region | M5.3.2 Prut River sub-basin | Chernivetska | Chernivtsi | Toporivska | Rokytna River | UA_M5.3.2_0201 | at risk | Not defined | Not defined |  | х | [5 empty] | 2.4 | [5 empty] | 31.33 | 75.2 |  |  | 75.2 | 2023 | Drinking Water of Ukraine Programme | state, local budgets, other budgets not prohibited by law | Toporivska community | 2025-2030 | average | The following villages will be connected to the WSC: Bochkivtsi village, vill. Hrozintsi, Kolinkivtsi No feasibility study available Approximate calculations made (expert opinion) | Toporivska community | 2023 р.
118 | 1, 2, 3 |  | 8.1.1., 8.1.2., 8.1.3 | 1, 4, 15, 21 | Construction of sewage treatment plants and drainage networks in the village of Rokytne Novoselytska community Chernivtsi district, Chernivtsi region | General (mandatory) data on the STP operator: 1. Balance sheet holder: Novoselytsia City Council 2. EDRPOU code: 04062050 3. Water user code: not available 4. Information on the operation of the STP (as of 01.01.2023) discharged waste water per year, thousand cubic metres - total: 0 - without treatment: 0 - insufficiently treated: 0 - normatively clean (without cleaning): 0 - normatively treated at treatment plants: 0 - biological treatment: 0 - physical and chemical treatment: 0 - mechanical: 0 - capacity of treatment facilities, after which the waste water is discharged into water bodies: 0 including those that provide regulatory treatment: 0 capacity of treatment facilities, after treatment of which return (waste) water is discharged to irrigation fields, terrain, filtration fields, storage tanks and cesspools: 0 | 1. Number of sewage treatment systems (STS): - actual - 0 - plan - 1 2. Method of wastewater treatment - actual - none - plan - MEH (1)/BIO (2) 3. Capacity of facilities after which wastewater is discharged to the surface water body (SWB) - plan - 0 thousand m3/day (0 million m3/year) - plan - 0.63 thousand m3/day (0.230 million m3/year) 4. Residual sediment (sludge) - actual - none - plan - treatment (partial recycling) 5. Stormwater drainage (SW) - collector-drainage water (rain and melt) - fact - absent - plan - treatment of storm water drainage system 6. Access to sanitation (connection of the population to the SSS (%) number of subscribers (population) of the territorial community (TC) - actual - 0 % / 0 thousand people - plan - 100%/2.5 thousand people 7. Climate neutrality - plan - installation of modern energy-saving equipment | Novoselytsia City Council | no | no | 2.5 | M5.3 Danube River Basin Region | M5.3.2 Prut River sub-basin | Chernivetska | Chernivtsi | Novoselytska | Rokytna River | UA_M5.3.2_0202 | at risk | Not defined | Not defined |  | х | [5 empty] | 0.63 | [5 empty] | 31.75 | 20 |  |  | 20 | 2023 | Drinking Water of Ukraine Programme, Sustainable Development Strategy of Novoselytsia Municipal District for 2021-2029 | state, local budgets, other budgets not prohibited by law | Novoselytska community | 2025-2030 | average | There is no design and construction project, approximate calculations have been made (expert opinion) | Novoselytska community | 2023 р.
119 | 1, 2, 3 |  | 8.1.1., 8.1.2., 8.1.3 | 1, 4, 15, 21 | Construction of sewage treatment plants and drainage networks in the village. Sloboda Novoselytska community Chernivtsi district, Chernivtsi region | General (mandatory) data on the STP operator: 1. Balance sheet holder: Novoselytsia City Council 2. EDRPOU code: 04062050 3. Water user code: not available 4. Information on the operation of the STP (as of 01.01.2023) discharged waste water per year, thousand cubic metres - total: 0 - without treatment: 0 - insufficiently treated: 0 - normatively clean (without cleaning): 0 - normatively treated at treatment plants: 0 - biological treatment: 0 - physical and chemical treatment: 0 - mechanical: 0 - capacity of treatment facilities, after which the waste water is discharged into water bodies: 0 including those that provide regulatory treatment: 0 capacity of treatment facilities, after treatment of which return (waste) water is discharged to irrigation fields, terrain, filtration fields, storage tanks and cesspools: 0 | 1. Number of sewage treatment systems (STS): - actual - 0 - plan - 1 2. Method of wastewater treatment - actual - none - plan - MECH (1)/BIO (2) 3. Capacity of facilities after which wastewater is discharged to the surface water body (SWB) - plan - 0 thousand m3/day (0 million m3/year) - plan - 0.53 thousand m3/day (0.193 million m3/year) 4. Residual sediment (sludge) - actual - none - plan - treatment (partial recycling) 5. Stormwater drainage (SW) - collector-drainage water (rain and melt) - fact - absent - plan - treatment of storm water drainage system 6. Access to sanitation (connection of the population to the SSS (%) number of subscribers (population) of the territorial community (TC) - actual - 0 % / 0 thousand people - plan - 100%/2.1 thousand people 7. Climate neutrality - plan - installation of modern energy-saving equipment | Novoselytsia City Council | no | no | 2.1 | M5.3 Danube River Basin Region | M5.3.2 Prut River sub-basin | Chernivetska | Chernivtsi | Novoselytska | Rokytna River | UA_M5.3.2_0202 | at risk | Not defined | Not defined |  | х | [5 empty] | 0.53 | [5 empty] | 31.7 | 16.8 |  |  | 16.8 | 2023 | Drinking Water of Ukraine Programme, Sustainable Development Strategy of Novoselytsia Municipal District for 2021-2029 | state, local budgets, other budgets not prohibited by law | Novoselytska community | 2025-2030 | average | The following villages will be connected to the STP: vlg. Sloboda, c. Revkovtsi No project design document available Estimates have been made (expert opinion) | Novoselytska community | 2023 р.
120 | 1, 2, 3 |  | 8.1.1., 8.1.2., 8.1.3 | 1, 4, 15, 21 | Construction of sewage treatment plants and drainage networks in Ternavka village, Hertsaivska community, Chernivtsi district, Chernivtsi region | General (mandatory) data on the STP operator: 1. Balance sheet holder: Hertsaiv City Council 2. EDRPOU code: 21423970 3. Water user code: not available 4. Information on the operation of the STP (as of 01.01.2023) discharged waste water per year, thousand cubic metres - total: 0 - without treatment: 0 - insufficiently treated: 0 - normatively clean (without cleaning): 0 - normatively treated at treatment plants: 0 - biological treatment: 0 - physical and chemical treatment: 0 - mechanical: 0 - capacity of treatment facilities, after which the waste water is discharged into water bodies: 0 including those that provide regulatory treatment: 0 capacity of treatment facilities, after treatment of which return (waste) water is discharged to irrigation fields, terrain, filtration fields, storage tanks and cesspools: 0 | 1. Number of sewage treatment systems (STS): - actual - 0 - plan - 1 2. Method of wastewater treatment - actual - none - plan - MECH (1)/BIO (2) 3. Capacity of facilities after which wastewater is discharged to the surface water body (SWB) - plan - 0 thousand m3/day (0 million m3/year) - plan - 1.1 thousand m3/day (0.401 million m3/year) 4. Residual sediment (sludge) - actual - none - plan - treatment (partial recycling) 5. Stormwater drainage (SW) - collector-drainage water (rain and melt) - fact - not available - plan - treatment of storm water drainage system 6. Access to sanitation (connection of the population to the SSS (%) number of subscribers (population) of the territorial community (TC) - actual - 0 % / 0 thousand people - plan - 100%/4.1 thousand people 7. Climate neutrality - plan - installation of modern energy-saving equipment | Hertsaiv City Council | no | no | 4.1 | M5.3 Danube River Basin Region | M5.3.2 Prut River sub-basin | Chernivetska | Chernivtsi | Hertsaivska | Hertz River | UA_M5.3.2_0205 | at risk | Not defined | Not defined |  | х | [5 empty] | 1.1 | [5 empty] | 29.82 | 32.8 |  |  | 32.8 | 2023 | Drinking Water of Ukraine Programme, Hertsaivska Community Development Strategy until 2029 | state, local budgets, other budgets not prohibited by law | Hertsaivska community | 2025-2029 | average | Ternavka and Dyakivtsi villages will be connected to the SPS Approximate calculations have been made (expert opinion) | Hertsaivska community | 2023 р.
121 | 4 |  | 8.1.1., 8.1.2., 8.1.3., 8.1.4. | 5, 6, 7, 17, 23 | Restoration of the free flow of the Hertsa riverbed and installation of a coastal protection strip in the territory of the city. Hertsa Hertsaivska community Chernivtsi district Chernivtsi region (including design works). | Work to restore the hydromorphological characteristics (width, depth) of the riverbed, manage sediments (extraction of sediments), improve continuity for biota migration, and establish a riparian protection zone. | Clearing of the riverbed and banks on a 1 km long section outside the settlement (Google coordinates from 48.1491485, 26.2657581 to 48.1553302, 26.2678913), namely: - partially cutting down shrubs; - partially mechanised excavation of soil (silt) with moving; - clearing of the riverbed (fallen tree trunks, debris); - planning of previously developed soil in order to bring the river bank in proper condition; - improvement of the adjacent territory. The works are performed with the obligatory preservation of the natural morphological characteristics of the riverbed and banks. | Hertsaiv City Council | no | no | 2.1 | M5.3 Danube River Basin Region | M5.3.2 Prut River sub-basin | Chernivetska | Chernivtsi district | Hertsaivska | Hertz River | UA_M5.3.2_0205 | at risk | Not defined | Not defined | no |  |  | + | [5 empty] | 1 |  |  |  | 1 | 1 | 0.4 | 0.4 | 1.4 | 2023-03-07 | Regional and local social development programmes | state, local budgets, other budgets not prohibited by law | Hertsaivska community | 2025-2030 | low | No design and estimate documentation and EIA available | Hertsaivska community | 2023-03-07
122 | 1, 2, 3 |  | 8.1.1., 8.1.2., 8.1.3 | 1, 4, 15, 21 | Construction of sewage treatment plants and drainage networks in Lunka Hertsaivska community, Chernivtsi district, Chernivtsi region | General (mandatory) data on the STP operator: 1. Balance sheet holder: Hertsaiv City Council 2. EDRPOU code: 21423970 3. Water user code: not available 4. Information on the operation of the STP (as of 01.01.2023) discharged waste water per year, thousand cubic metres - total: 0 - without treatment: 0 - insufficiently treated: 0 - normatively clean (without cleaning): 0 - normatively treated at treatment plants: 0 - biological treatment: 0 - physical and chemical treatment: 0 - mechanical: 0 - capacity of treatment facilities, after which the waste water is discharged into water bodies: 0 including those that provide regulatory treatment: 0 capacity of treatment facilities, after treatment of which return (waste) water is discharged to irrigation fields, terrain, filtration fields, storage tanks and cesspools: 0 | 1. Number of sewage treatment systems (STS): - actual - 0 - plan - 1 2. Method of wastewater treatment - actual - none - plan - MECH (1) / BIO (2) 3. Capacity of facilities after which wastewater is discharged to the surface water body (SWB) - plan - 0 thousand m3/day (0 million m3/year) - plan - 0.58 thousand m3/day (0.211 million m3/year) 4. Residual sediment (sludge) - actual - none - plan - treatment (partial recycling) 5. Stormwater drainage (SW) - collector-drainage water (rain and melt) - fact - not available - plan - treatment of storm water drainage system 6. Access to sanitation (connection of the population to the SSS (%) number of subscribers (population) of the territorial community (TC) - actual - 0% / 0 thousand people - plan - 100%/2.3 thousand people 7. Climate neutrality - plan - installation of modern energy-saving equipment | Hertsaiv City Council | no | no | 2.3 | M5.3 Danube River Basin Region | M5.3.2 Prut River sub-basin | Chernivetska | Chernivtsi | Hertsaivska | Hertz River | UA_M5.3.2_0206 | possibly at risk | Not defined | Not defined |  | х | [5 empty] | 0.58 | [5 empty] | 31.72 | 18.4 |  |  | 18.4 | 2023 | Drinking Water of Ukraine Programme, Hertsaivska Community Development Strategy until 2029 | state, local budgets, other budgets not prohibited by law | Hertsaivska community | 2025-2029 | average | The following villages will be connected to the OCS. Lunka, Velykosilie village, Mohylivka village. Mohylivka No design and development plan available Estimates made (expert opinion) | Hertsaivska community | 2023 р.
123 | 1, 2, 3 |  | 8.1.1., 8.1.2., 8.1.3 | 1, 4, 15, 21 | Construction of sewage treatment plants and drainage networks in the city of Hertsa Hertsaivska community Chernivtsi district Chernivtsi region | General (mandatory) data about the STP operator: 1. Balance sheet holder: KO Hertsaivske VUZHKG 2. EDRPOU code: 14271955 3. Water user code: 770020 4. Information on the operation of the STP (as of 01.01.2023) discharged waste water per year, thousand cubic metres - total: 16,1 - without treatment: 0 - insufficiently treated: 0 - normatively clean (without purification): 0 - normatively treated at treatment plants: 0 - biological treatment: 0 - physical and chemical treatment: 0 - mechanical: 0 - capacity of treatment facilities, after which the waste water is discharged into water bodies: 0 including those that provide regulatory treatment: 0 capacity of treatment facilities, after treatment of which return (waste) water is discharged to irrigation fields, terrain, filtration fields, storage tanks and cesspools: 16,1 | 1. Number of sewage treatment systems (STS): - actual - 0 - plan - 1 2. Method of wastewater treatment - actual - none - plan - MECH (1)/BIO (2) 3. Capacity of facilities after which wastewater is discharged to the surface water body (SWB) - plan - 0 thousand m3/day (0 million m3/year) - plan - 0.53 thousand m3/day (0.193 million m3/year) 4. Residual sediment (sludge) - actual - none - plan - treatment (partial recycling) 5. Stormwater drainage (SW) - collector-drainage water (rain and melt) - fact - not available - plan - treatment of storm water drainage system 6. Access to sanitation (connection of the population to the SSS (%) number of subscribers (population) of the territorial community (TC) - actual - 0 % / 0 thousand people - plan - 100%/2.1 thousand people 7. Climate neutrality - plan - installation of modern energy-saving equipment | Hertsaiv City Council | no | no | 2.1 | M5.3 Danube River Basin Region | M5.3.2 Prut River sub-basin | Chernivetska | Chernivtsi | Hertsaivska | Hertz River | UA_M5.3.2_0206 | possibly at risk | Not defined | Not defined |  | х | [5 empty] | 0.53 | [5 empty] | 31.7 | 16.8 |  |  | 16.8 | 2023 | Drinking Water of Ukraine Programme, Hertsaivska Community Development Strategy until 2029 | state, local budgets, other budgets not prohibited by law | Hertsaivska community | 2025-2029 | average | Ternavka and Dyakivtsi villages will be connected to the SPS No design and development plan available Estimates have been made (expert opinion) | Hertsaivska community | 2023 р.
124 | 1, 2, 3 |  | 8.1.1., 8.1.2., 8.1.3 | 1, 4, 15, 21 | Construction of sewage treatment plants and drainage networks in the village of Malyntsi Klishkovetska community Dnistrovskyi district, Chernivtsi region | General (mandatory) data on the STP operator: 1. Balance sheet holder: Klishkovets village council 2. EDRPOU code: 04416832 3. Water user code: not available 4. Information on the operation of the STP (as of 01.01.2023) discharged waste water per year, thousand cubic metres - total: 0 - without treatment: 0 - insufficiently treated: 0 - normatively clean (without cleaning): 0 - normatively treated at treatment plants: 0 - biological treatment: 0 - physical and chemical treatment: 0 - mechanical: 0 - capacity of treatment facilities, after which the waste water is discharged into water bodies: 0 including those that provide regulatory treatment: 0 capacity of treatment facilities, after treatment of which return (waste) water is discharged to irrigation fields, terrain, filtration fields, storage tanks and cesspools: 0 | 1: Number of sewage treatment systems (STS): - actual - 0 - plan - 1 2. Method of wastewater treatment - actual - none - plan - MEH (1)/BIO (2) 3. Capacity of facilities after which wastewater is discharged to the surface water body (SWB) - actual - 0 thousand m3/day (0 million m3/year) - plan - 2.4 thousand m3/day (0.876 million m3/year) 4. Residual sediment (sludge) - actual - none - plan - treatment (partial recycling) 5. Stormwater drainage (SW) - collector-drainage water (rain and melt) - fact - not available - plan - treatment of storm water drainage system 6. Access to sanitation (connection of the population to the SSS (%) number of subscribers (population) of the territorial community (TC) - actual - 0 % / 0 thousand people - plan - 100%/9.6 thousand people 7. Climate neutrality - plan - installation of modern energy-saving equipment | Klishkovets village council | no | no | 9.6 | M5.3 Danube River Basin Region | M5.3.2 Prut River sub-basin | Chernivetska | Dniester | Klishkovetska | IZMPV, Ringach River | UA_M5.3.2_0208 | at risk | Not defined | Not defined |  | х | [5 empty] | 2.4 | [5 empty] | 32 | 76.8 |  |  | 76.8 | 2023 | Drinking Water of Ukraine Programme | state, local budgets, other budgets not prohibited by law | Klishkovetska community | 2025-2030 | average | The following villages will be connected to the WSC: Klishkivtsi, vill. Malyntsi, Shylivtsi No design and development plan available Approximate calculations made (expert opinion) | Klishkovetska community | 2023 р.
125 | 1, 2, 3 |  | 8.1.1., 8.1.2., 8.1.3 | 1, 4, 15, 21 | Construction of sewage treatment plants and water disposal networks in Dynivtsi village Novoselytska community, Chernivtsi district, Chernivtsi region | General (mandatory) data on the STP operator: 1. Balance sheet holder: Novoselytsia City Council 2. EDRPOU code: 04062050 3. Water user code: not available 4. Information on the operation of the STP (as of 01.01.2023) discharged waste water per year, thousand cubic metres - total: 0 - without treatment: 0 - insufficiently treated: 0 - normatively clean (without cleaning): 0 - normatively treated at treatment plants: 0 - biological treatment: 0 - physical and chemical treatment: 0 - mechanical: 0 - capacity of treatment facilities, after which the waste water is discharged into water bodies: 0 including those that provide regulatory treatment: 0 capacity of treatment facilities, after treatment of which return (waste) water is discharged to irrigation fields, terrain, filtration fields, storage tanks and cesspools: 0 | 1. Number of sewage treatment systems (STS): - actual - 0 - plan - 1 2. Method of wastewater treatment - actual - none - plan - MEH (1)/BIO (2) 3. Capacity of facilities after which wastewater is discharged to the surface water body (SWB) - plan - 0 thousand m3/day (0 million m3/year) - plan - 0.80 thousand m3/day (0.292 million m3/year) 4. Residual sediment (sludge) - actual - none - plan - treatment (partial recycling) 5. Stormwater drainage (SW) - collector-drainage water (rain and melt) - fact - not available - plan - treatment of storm water drainage system 6. Access to sanitation (connection of the population to the SSS (%) number of subscribers (population) of the territorial community (TC) - actual - 0 % / 0 thousand people - plan - 100%/3.2 thousand people 7. Climate neutrality - plan - installation of modern energy-saving equipment | Novoselytsia City Council | no | no | 3.2 | M5.3 Danube River Basin Region | M5.3.2 Prut River sub-basin | Chernivetska | Chernivtsi | Novoselytska | Dynivtsi River | UA_M5.3.2_0213 | at risk | Not defined | Not defined |  | х | [5 empty] | 0.8 | [5 empty] | 32 | 25.6 |  |  | 25.6 | 2023 | Drinking Water of Ukraine Programme, Sustainable Development Strategy of Novoselytsia Municipal District for 2021-2029 | state, local budgets, other budgets not prohibited by law | Novoselytska community | 2025-2030 | average | There is no design and construction project, approximate calculations have been made (expert opinion) | Novoselytska community | 2023 р.
126 | 1, 2, 3 |  | 8.1.1., 8.1.2., 8.1.3 | 1, 4, 15, 21 | Construction of sewage treatment facilities and drainage networks in the village of Zarozhany Nedoboivska community Dnister district, Chernivtsi region | General (mandatory) data on the STP operator: 1. Balance sheet holder: Nedoboiv village council 2. EDRPOU code: 04416884 3. Water user code: not available 4. Information on the operation of the STP (as of 01.01.2023) discharged waste water per year, thousand cubic metres - total: 0 - without treatment: 0 - insufficiently treated: 0 - normatively clean (without cleaning): 0 - normatively treated at treatment plants: 0 - biological treatment: 0 - physical and chemical treatment: 0 - mechanical: 0 - capacity of treatment facilities, after which the waste water is discharged into water bodies: 0 including those that provide regulatory treatment: 0 capacity of treatment facilities, after treatment of which return (waste) water is discharged to irrigation fields, terrain, filtration fields, storage tanks and cesspools: 0 | 1. Number of sewage treatment systems (STS): - actual - 0 - plan - 1 2. Method of wastewater treatment - actual - none - plan - MECH (1)/BIO (2)/TRO (3) 3. Capacity of facilities after which wastewater is discharged to the surface water body (SWB) - actual - 0 thousand m3/day (0 million m3/year) - plan - 2.5 thousand m3/day (0.912 million m3/year) 4. Residual sediment (sludge) - actual - none - plan - treatment (partial recycling) 5. Stormwater drainage (SW) - collector-drainage water (rain and melt) - fact - not available - plan - treatment of storm water drainage system 6. Access to sanitation (connection of the population to the SSS (%) number of subscribers (population) of the territorial community (TC) - actual - 0 % / 0 thousand people - plan - 100% / 10.0 thousand people 7. Climate neutrality - plan - installation of modern energy-saving equipment | Nedoboiv village council | no | no | 10 | M5.3 Danube River Basin Region | M5.3.2 Prut River sub-basin | Chernivetska | Dniester | Nedoboevskaya | Cherlena River | UA_M5.3.2_0215 | not at risk | Not defined | Not defined |  | х | [5 empty] | 2.5 | [5 empty] | 72 | 180 |  |  | 180 | 2023 | Drinking Water of Ukraine Programme | state, local budgets, other budgets not prohibited by law | Nedoboevskaya community | 2025-2030 | average | Nedoboivtsi, Shyrivtsi, Viladychna, and Zarazhnya villages will be connected to the WDS. Zarazhany No feasibility study available Approximate calculations made (expert opinion) | Nedoboevskaya community | 2023 р.
127 | 1, 2, 3 |  | 8.1.1., 8.1.2., 8.1.3 | 1, 4, 15, 21 | Construction of sewage treatment facilities and drainage networks in the village of Stavchany Nedoboivska community Dnister district, Chernivtsi region | General (mandatory) data on the STP operator: 1. Balance sheet holder: Nedoboiv village council 2. EDRPOU code: 04416884 3. Water user code: not available 4. Information on the operation of the STP (as of 01.01.2023) discharged waste water per year, thousand cubic metres - total: 0 - without treatment: 0 - insufficiently treated: 0 - normatively clean (without cleaning): 0 - normatively treated at treatment plants: 0 - biological treatment: 0 - physical and chemical treatment: 0 - mechanical: 0 - capacity of treatment facilities, after which the waste water is discharged into water bodies: 0 including those that provide regulatory treatment: 0 capacity of treatment facilities, after treatment of which return (waste) water is discharged to irrigation fields, terrain, filtration fields, storage tanks and cesspools: 0 | 1. Number of sewage treatment systems (STS): - actual - 0 - plan - 1none - plan - MECH (1) / BIO (2) 3. Capacity of facilities after which wastewater is discharged into the surface water body (SWB) - actual - 0 thousand m3/day (0 million m3/year) - plan - 0.9 thousand m3/day (0.328 million m3/year) 4. Residual sediment (sludge) - actual - none - plan - treatment (partial recycling) 5. Stormwater drainage (SW) - collector-drainage water (rain and melt) - fact - absent - plan - treatment of stormwater drainage system 6. Access to sanitation (connection of the population to the SSS (%) number of subscribers (population) of the territorial community (TC) - actual - 0% / 0 thousand people - plan - 100%/3.6 thousand people 7. Climate neutrality - plan - installation of modern energy-saving equipment | Nedoboiv village council | no | no | 3.6 | M5.3 Danube River Basin Region | M5.3.2 Prut River sub-basin | Chernivetska | Dniester | Nedoboevskaya | Cherlena River | UA_M5.3.2_0215 | not at risk | Not defined | Not defined |  | х | [5 empty] | 0.9 | [5 empty] | 32 | 28.8 |  |  | 28.8 | 2023 | Drinking Water of Ukraine Programme | state, local budgets, other budgets not prohibited by law | Nedoboevskaya community | 2025-2030 | average | The following villages will be connected to the WSC: Dolyniany, vill. Stavchany No design and development plan available Approximate calculations made (expert opinion) | Nedoboevskaya community | 2023 р.
128 | 1, 2, 3 |  | 8.1.1., 8.1.2., 8.1.3 | 1, 4, 15, 21 | Construction of sewage treatment plants and drainage networks in Cherlenivka village, Vanchykovetska community, Chernivtsi district, Chernivtsi region | General (mandatory) data on the STP operator: 1. Balance sheet holder: Vanchykovets village council 2. EDRPOU code: 04417582 3. Water user code: not available 4. Information on the operation of the STP (as of 01.01.2023) discharged waste water per year, thousand cubic metres - total: 0 - without treatment: 0 - insufficiently treated: 0 - normatively clean (without cleaning): 0 - normatively treated at treatment plants: 0 - biological treatment: 0 - physical and chemical treatment: 0 - mechanical: 0 - capacity of treatment facilities, after which the waste water is discharged into water bodies: 0 including those that provide regulatory treatment: 0 capacity of treatment facilities, after treatment of which return (waste) water is discharged to irrigation fields, terrain, filtration fields, storage tanks and cesspools: 0 | 1. Number of sewage treatment systems (STS): - actual - 1 - plan - 1 2. Method of wastewater treatment - actual - none - plan - MEH (1) / BIO (2) 3. Capacity of facilities after which wastewater is discharged to the surface water body (SWB) - actual - 0 thousand m3/day (0 million m3/year) - plan - 1.0 thousand m3/day (0.777 million m3/year) 4. Residual sediment (sludge) - actual - none - plan - treatment (partial recycling) 5. Stormwater drainage (SW) - collector-drainage water (rain and melt) - fact - not available - plan - treatment of storm water drainage system 6. Access to sanitation (connection of the population to the SSS (%) number of subscribers (population) of the territorial community (TC) - actual - 0 %/0 thousand people - plan - 100%/4.0 thousand people 7. Climate neutrality - plan - installation of modern energy-saving equipment | Vanchykovetska village council | no | no | 4 | M5.3 Danube River Basin Region | M5.3.2 Prut River sub-basin | Chernivetska | Chernivtsi | Vanchikovetska | Cherlena River | UA_M5.3.2_0216 | possibly at risk | Not defined | Not defined |  | х | [5 empty] | 1 | [5 empty] | 32 | 32 |  |  | 32 | 2023 | Drinking Water of Ukraine Programme | state, local budgets, other budgets not prohibited by law | Vanchikovetska community | 2025-2030 | average | The following villages will be connected to the PSC: Zhylivka, vlg. Forosna, village. Shcherbyntsi, Cherlenivka No design and development plan available Approximate calculations made (expert opinion) | Vanchikovetska community | 2023 р.
129 | 1, 2, 3 |  | 8.1.1., 8.1.2., 8.1.3 | 1, 4, 15, 21 | Construction of sewage treatment plants and drainage networks in Kruhlyk village, Khotyn community, Dnister district, Chernivtsi region | General (mandatory) data on the STP operator: 1. Balance sheet holder: Khotyn City Council 2. EDRPOU code: 04062205 3. Water user code: not available 4. Information on the operation of the STP (as of 01.01.2023) discharged waste water per year, thousand cubic metres - total: 0 - without treatment: 0 - insufficiently treated: 0 - normatively clean (without cleaning): 0 - normatively treated at treatment plants: 0 - biological treatment: 0 - physical and chemical treatment: 0 - mechanical: 0 - capacity of treatment facilities, after which the waste water is discharged into water bodies: 0 including those that provide regulatory treatment: 0 capacity of treatment facilities, after treatment of which return (waste) water is discharged to irrigation fields, terrain, filtration fields, storage tanks and cesspools: 0 | 1. Number of sewage treatment systems (STS): - actual - 0 - plan - 1 2. Method of wastewater treatment - actual - none - plan - MECH (1)/BIO (2) 3. Capacity of facilities after which wastewater is discharged to the surface water body (SWB) - actual - 0 thousand m3/day (0 million m3/year) - plan - 0.73 thousand m3/day (0.266 million m3/year) 4. Residual sediment (sludge) - actual - none - plan - treatment (partial recycling) 5. Stormwater drainage (SW) - collector-drainage water (rain and melt) - fact - not available - plan - treatment of storm water drainage system 6. Access to sanitation (connection of the population to the SSS (%) number of subscribers (population) of the territorial community (TC) - actual - 0 % / 0 thousand people - plan - 100%/2.9 thousand people 7. Climate neutrality - plan - installation of modern energy-saving equipment | Khotyn City Council | no | no | 2.9 | M5.3 Danube River Basin Region | M5.3.2 Prut River sub-basin | Chernivetska | Dniester | Khotynska | IZMPV, Shcherbintsy River | UA_M5.3.2_0220 | at risk | Not defined | Not defined |  | х | [5 empty] | 0.73 | [5 empty] | 31.8 | 23.2 |  |  | 23.2 | 2023 | Drinking Water of Ukraine Programme | state, local budgets, other budgets not prohibited by law | Khotynska community | 2025-2030 | average | Kruglyk and Pashkivtsi villages will be connected to the WSC No design and development plan available Estimates have been made (expert opinion) | Khotynska community | 2023 р.
130 | 1, 2, 3 |  | 8.1.1., 8.1.2., 8.1.3 | 1, 4, 15, 21 | Construction of sewage treatment plants and drainage networks in Yarivka village, Khotyn community, Dnistrovskyi district, Chernivtsi region | General (mandatory) data on the STP operator: 1. Balance sheet holder: Khotyn City Council 2. EDRPOU code: 04062205 3. Water user code: not available 4. Information on the operation of the STP (as of 01.01.2023) discharged waste water per year, thousand cubic metres - total: 0 - without treatment: 0 - insufficiently treated: 0 - normatively clean (without cleaning): 0 - normatively treated at treatment plants: 0 - biological treatment: 0 - physical and chemical treatment: 0 - mechanical: 0 - capacity of treatment facilities, after which the waste water is discharged into water bodies: 0 including those that provide regulatory treatment: 0 capacity of treatment facilities, after treatment of which return (waste) water is discharged to irrigation fields, terrain, filtration fields, storage tanks and cesspools: 0 | 1. Number of sewage treatment systems (STS): - actual - 0 - plan - 1 2. Method of wastewater treatment - actual - none - plan - MECH (1) / BIO (2) 3. Capacity of facilities after which wastewater is discharged to the surface water body (SWB) - actual - 0 thousand m3/day (0 million m3/year) - plan - 0.58 thousand m3/day (0.212 million m3/year) 4. Residual sediment (sludge) - actual - none - plan - treatment (partial recycling) 5. Stormwater drainage (SW) - collector-drainage water (rain and melt) - fact - not available - plan - treatment of storm water drainage system 6. Access to sanitation (connection of the population to the SSS (%) number of subscribers (population) of the territorial community (TC) - actual -0 % / 0 thousand people - plan - 100% / 2.3 thousand people 7. Climate neutrality - plan - installation of modern energy-saving equipment | Khotyn City Council | no | no | 2.3 | M5.3 Danube River Basin Region | M5.3.2 Prut River sub-basin | Chernivetska | Dniester | Khotynska | IZMPW, Stalineshti River | UA_M5.3.2_0224 | at risk | Not defined | Not defined |  | х | [5 empty] | 0.58 | [5 empty] | 31.72 | 18.4 |  |  | 18.4 | 2023 | Drinking Water of Ukraine Programme | state, local budgets, other budgets not prohibited by law | Khotynska community | 2025-2030 | average | Krutenky and Yarivka villages will be connected to the SPS No design and development plan available Estimates have been made (expert opinion) | Khotynska community | 2023 р.
131 | 1, 2, 3 |  | 8.1.1., 8.1.2., 8.1.3 | 1, 4, 15, 21 | Construction of sewage treatment facilities and drainage networks in the village of Stalnivtsi Mamalyhivska community Dnistrovskyi district, Chernivtsi region | General (mandatory) data on the STP operator: 1. Balance sheet holder: Mamalyhiv village council 2. EDRPOU code: 04417659 3. Water user code: not available 4. Information on the operation of the STP (as of 01.01.2023) discharged waste water per year, thousand cubic metres - total: 0 - without treatment: 0 - insufficiently treated: 0 - normatively clean (without cleaning): 0 - normatively treated at treatment plants: 0 - biological treatment: 0 - physical and chemical treatment: 0 - mechanical: 0 - capacity of treatment facilities after treatment: 0 including those that provide regulatory treatment: 0 capacity of treatment facilities, after treatment of which return (waste) water is discharged to irrigation fields, terrain, filtration fields, storage tanks and cesspools: 0 | 1. Number of sewage treatment systems (STS): - actual - 0 - plan - 1 2. Method of wastewater treatment - actual - none - plan - MECH (1) / BIO (2) 3. Capacity of facilities after which wastewater is discharged to the surface water body (SWB) - actual - 0 thousand m3/day (0 million m3/year) - plan - 0.53 thousand m3/day (0.193 million m3/year) 4. Residual sediment (sludge) - actual - none - plan - treatment (partial recycling) 5. Stormwater drainage (SW) - collector-drainage water (rain and melt) - fact - not available - plan - treatment of storm water drainage system 6. Access to sanitation (connection of the population to the SSS (%) number of subscribers (population) of the territorial community (TC) - actual - 0 % / 0 thousand people - plan - 100%/2.1 thousand people 7. Climate neutrality - plan - installation of modern energy-saving equipment | Mamalyhivka village council | no | no | 2.1 | M5.3 Danube River Basin Region | M5.3.2 Prut River sub-basin | Chernivetska | Dniester | Mamalyhivska | IZMPW, Stalineshti River | UA_M5.3.2_0224 | at risk | Not defined | Not defined |  | х | [5 empty] | 0.53 | [5 empty] | 31.7 | 16.8 |  |  | 16.8 | 2023 | Drinking Water of Ukraine Programme Sustainable Development Strategy of Mamalyhivska Territorial Community for 2021-2027 | state, local budgets, other budgets not prohibited by law | Mamalygivska community | 2025-2030 | average | No design and construction project Estimated calculations (expert opinion) | Mamalygivska community | 2023 р.
132 | 1, 2, 3 |  | 8.1.1., 8.1.2., 8.1.3 | 1, 4, 15, 21 | Construction of sewage treatment plants and drainage networks in the village. Malynivka Novoselytska community Chernivtsi district, Chernivtsi region | General (mandatory) data on the STP operator: 1. Balance sheet holder: Novoselytsia City Council 2. EDRPOU code: 04062050 3. Water user code: not available 4. Information on the operation of the STP (as of 01.01.2023) discharged waste water per year, thousand cubic metres - total: 0 - without treatment: 0 - insufficiently treated: 0 - normatively clean (without cleaning): 0 - normatively treated at treatment plants: 0 - biological treatment: 0 - physical and chemical treatment: 0 - mechanical: 0 - capacity of treatment facilities, after which the waste water is discharged into water bodies: 0 including those that provide regulatory treatment: 0 capacity of treatment facilities, after treatment of which return (waste) water is discharged to irrigation fields, terrain, filtration fields, storage tanks and cesspools: 0 | 1. Number of sewage treatment systems (STS): - actual - 0 - plan - 1 2. Method of wastewater treatment - actual - none - plan - MECH (1) / BIO (2) 3. Capacity of facilities after which wastewater is discharged to the surface water body (SWB) - plan - 0 thousand m3/day (0 million m3/year) - plan - 0.85 thousand m3/day (0.310 million m3/year) 4. Residual sediment (sludge) - actual - none - plan - treatment (partial recycling) 5. Stormwater drainage (SW) - collector-drainage water (rain and melt) - fact - not available - plan - treatment of storm water drainage system 6. Access to sanitation (connection of the population to the SSS (%) number of subscribers (population) of the territorial community (TC) - actual - 0 % / 0 thousand people - plan - 100%/3.4 thousand people 7. Climate neutrality - plan - installation of modern energy-saving equipment | Novoselytsia City Council | no | no | 3.4 | M5.3 Danube River Basin Region | M5.3.2 Prut River sub-basin | Chernivetska | Chernivtsi | Novoselytska | Glodos River | UA_M5.3.2_0228 | possibly at risk | Not defined | Not defined |  | х | [5 empty] | 0.85 | [5 empty] | 32 | 27.2 |  |  | 27.2 | 2023 | Drinking Water of Ukraine Programme, Sustainable Development Strategy of Novoselytsia Municipal District for 2021-2029 | state, local budgets, other budgets not prohibited by law | Novoselytska community | 2025-2030 | average | Berestia village, Dovzhok village, and Malynivka village will be connected to the WSC. Malynivka No design and development plan available Estimates made (expert opinion) | Novoselytska community | 2023 р.
133 | 1, 2, 3 |  | 8.1.1., 8.1.2., 8.1.3 | 1, 4, 15, 21 | Construction of sewage treatment plants and water disposal networks in Koteleve village, Novoselytsia community, Chernivtsi district, Chernivtsi region | General (mandatory) data on the STP operator: 1. Balance sheet holder: Novoselytsia City Council 2. EDRPOU code: 04062050 3. Water user code: not available 4. Information on the operation of the STP (as of 01.01.2023) discharged waste water per year, thousand cubic metres - total: 0 - without treatment: 0 - insufficiently treated: 0 - normatively clean (without cleaning): 0 - normatively treated at treatment plants: 0 - biological treatment: 0 - physical and chemical treatment: 0 - mechanical: 0 - capacity of treatment facilities, after which the waste water is discharged into water bodies: 0 including those that provide regulatory treatment: 0 capacity of treatment facilities, after treatment of which return (waste) water is discharged to irrigation fields, terrain, filtration fields, storage tanks and cesspools: 0 | 1. Number of sewage treatment systems (STS): - actual - 0 - plan - 1 2. Method of wastewater treatment - actual - none - plan - MECH (1)/BIO (2) 3. Capacity of facilities after which wastewater is discharged to the surface water body (SWB) - plan - 0 thousand m3/day (0 million m3/year) - plan - 0.75 thousand m3/day (0.274 million m3/year) 4. Residual sediment (sludge) - actual - none - plan - treatment (partial recycling) 5. Stormwater drainage (SW) - collector-drainage water (rain and melt) - fact - not available - plan - treatment of stormwater drainage system 6. Access to sanitation (connection of the population to the SSS (%) number of subscribers (population) of the territorial community (TC) - actual - 0 % / 0 thousand people - plan - 100%/3.0 thousand people 7. Climate neutrality - plan - installation of modern energy-saving equipment | Novoselytsia City Council | no | no | 3 | M5.3 Danube River Basin Region | M5.3.2 Prut River sub-basin | Chernivetska | Chernivtsi | Novoselytska | Glodos River | UA_M5.3.2_0228 | possibly at risk | Not defined | Not defined |  | х | [5 empty] | 0.75 | [5 empty] | 32 | 24 |  |  | 24 | 2023 | Drinking Water of Ukraine Programme, Sustainable Development Strategy of Novoselytsia Municipal District for 2021-2029 | state, local budgets, other budgets not prohibited by law | Novoselytska community | 2025-2030 | average | There is no design and construction project, approximate calculations have been made (expert opinion) | Novoselytska community | 2023 р.
134 | 1, 2, 3 |  | 8.1.1., 8.1.2., 8.1.3 | 1, 4, 15, 21 | Construction of sewage treatment plants and drainage networks in Podvirne village, Mamalyhivska community, Dnistrovskyi district, Chernivtsi region | General (mandatory) data on the STP operator: 1. Balance sheet holder: Mamalyhiv village council 2. EDRPOU code: 04417659 3. Water user code: not available 4. Information on the operation of the STP (as of 01.01.2023) discharged waste water per year, thousand cubic metres - total: 0 - without treatment: 0 - insufficiently treated: 0 - normatively clean (without cleaning): 0 - normatively treated at treatment plants: 0 - biological treatment: 0 - physical and chemical treatment: 0 - mechanical: 0 - capacity of treatment facilities after treatment: 0 including those that provide regulatory treatment: 0 capacity of treatment facilities, after treatment of which return (waste) water is discharged to irrigation fields, terrain, filtration fields, storage tanks and cesspools: 0 | 1: Number of sewage treatment systems (STS): - actual - 0 - plan - 1 2. Method of wastewater treatment - actual - none - plan - MEH (1)/BIO (2) 3. Capacity of facilities after which wastewater is discharged to the surface water body (SWB) - actual - 0 thousand m3/day (0 million m3/year) - plan - 0.6 thousand m3/day (0.219 million m3/year) 4. Residual sediment (sludge) - actual - none - plan - treatment (partial recycling) 5. Stormwater drainage (SW) - collector-drainage water (rain and melt) - fact - not available - plan - treatment of storm water drainage system 6. Access to sanitation (connection of the population to the SSS (%) number of subscribers (population) of the territorial community (TC) - actual - 0% / 0 thousand people - plan - 100%/2.4 thousand people 7. Climate neutrality - plan - installation of modern energy-saving equipment | Mamalyhivka village council | no | no | 2.4 | M5.3 Danube River Basin Region | M5.3.2 Prut River sub-basin | Chernivetska | Dniester | Mamalyhivska | Patsapule River | UA_M5.3.2_0231 | at risk | Not defined | Not defined | Ryabchik customer | х | [5 empty] | 0.6 | [5 empty] | 32 | 19.2 |  |  | 19.2 | 2023 | Drinking Water of Ukraine Programme Sustainable Development Strategy of Mamalyhivska Territorial Community for 2021-2027 | state, local budgets, other budgets not prohibited by law | Mamalygivska community | 2025-2030 | average | There is no design and construction project, approximate calculations have been made (expert opinion) | Mamalygivska community | 2023 р.
135 | 1, 2, 3 | - | 8.1.1., 8.1.2., 8.1.3 | 1, 4, 15, 21 | Construction of sewage treatment plants and drainage networks in the village of Zelena Livynetska community Dnistrovskyi district, Chernivtsi region | General (mandatory) data on the STP operator: 1. Balance sheet holder: Municipal enterprise "Dobrobut 2012" 2. EDRPOU code: 36750064 3. Water user code: 770472 4. Information on the operation of the WTP (as of 01.01.2023) Waste water discharged per year, million cubic metres - total: 0 - without treatment: 0 - insufficiently treated :0 - normatively clean (without purification): 0 - normatively treated at treatment plants: 0 - biological treatment: 0 - physical and chemical treatment: 0 - mechanical: 0 - capacity of treatment facilities, after which the waste water is discharged into water bodies: 0 including those that provide regulatory treatment: 0 capacity of treatment facilities, after treatment of which waste water is discharged to irrigation fields, terrain, filtration fields, storage tanks and cesspools: 0 | Number of sewage treatment systems (STS): - actual - 0 - planned - 1 2. Method of wastewater treatment - actual - none - plan - MEH (1)/BIO (2) 3. Capacity of facilities after which wastewater is discharged to the surface water body (SWB) - actual - 0 thousand m3/day (0 million m3/year) - plan - 0.5 thousand m3/day (0.182 million m3/year) 4. Residual sediment (sludge) - actual - none - plan - treatment (partial processing) 5. Stormwater drainage (SW) - collector-drainage water (rain and melt) - fact - not available - plan - treatment of storm water drainage system 6. Access to sanitation (connection of the population to the SSS (%) number of subscribers (population) of the territorial community (TC) - actual - 0 % / 0 thousand people - plan - 100 % / 2.0 thousand people 7. Climate neutrality - plan - installation of modern energy-saving equipment | Dobrobut 2012 utility company | no | no | 2 | M5.3 Danube River Basin Region | M5.3.2 Prut River sub-basin | Chernivetska | Dniester | Livinetska | Zelena River | UA_M5.3.2_0233 | not at risk | Not defined | Not defined |  | х | [5 empty] | 0.5 | [5 empty] | 32 | 16 |  |  | 16 | 2023 | Drinking Water Programme | state, local budgets, other budgets not prohibited by law | Dobrobut 2012 utility company | 2025-2030 | average | No design and construction project Estimated calculations (expert opinion) | Livinetska community | 2023 р.
136 | 1, 2, 3 | - | 8.1.1., 8.1.2., 8.1.3 | 1, 4, 15, 21 | Construction of sewage treatment plants and water disposal networks in Pidvirivka Livynetska community, Dnister district, Chernivtsi region | General (mandatory) data on the CCO operator: 0,0 1. Balance sheet holder: Livynets village council 2. State registration code: 04418794 3. Water user code: not available 4. Information on the operation of the STP (as of 01.01.2023) discharged waste water per year, thousand cubic metres - total: 0 - without treatment: 0 - insufficiently treated,0 - normatively clean (without treatment): 0 - normatively treated at treatment plants: 0 - biological treatment: 0 - physical and chemical treatment: 0 - mechanical: 0 - capacity of treatment facilities, after which the waste water is discharged into water bodies: 0 including those that provide regulatory treatment: 0 capacity of treatment facilities, after treatment of which the return (waste) water is discharged to irrigation fields, terrain, filtration fields, storage tanks and cesspools: 0 | Number of sewage treatment systems (STS): - actual - 0 - planned - 1 2. Method of wastewater treatment - actual - none - plan - MECH (1) / BIO (2) 3. Capacity of facilities after which wastewater is discharged to the surface water body (SWB) - actual - 0 thousand m3/day (0 million m3/year) - plan - 0.6 thousand m3/day (0.219 million m3/year) 4. Residual sediment (sludge) - actual - none - plan - treatment (partial recycling) 5. Stormwater drainage (SWD) - collector-drainage water (rain and melt) - fact - not available - plan - treatment of storm water drainage system 6. Access to sanitation (connection of the population to the SSS (%) number of subscribers (population) of the territorial community (TC) - actual - 0 % / 0 thousand people - plan - 100 % 2.3 thousand people 7. Climate neutrality - plan - installation of modern energy-saving equipment | Livynets village council | no | no | 2,3 | M5.3 Danube River Basin Region | M5.3.2 Prut River sub-basin | Chernivetska | Dniester | Livinetska | Medvedka River | UA_M5.3.2_0235 | not at risk | Not defined | Not defined | Ryabchik customer | х | [5 empty] | 0.6 | [5 empty] | 30.7 | 18.4 |  |  | 18.4 | 2023 | Drinking Water Programme | state, local budgets, other budgets not prohibited by law | Livinetska community | 2023-2025 | average | No design and construction project Estimated calculations (expert opinion) | Livinetska community | 2023 р.
137 | 1, 2, 3 | - | 8.1.1., 8.1.2., 8.1.3 | 1, 4, 15, 21 | Construction of sewage treatment plants and drainage networks in the village of Lukachivka Kelmenetska community Dnistrovskyi district, Chernivtsi region | General (mandatory) data about the STP operator: 1. Balance sheet holder: Kelmenets village council 2. EDRPOU code: 04417010 3. Water user code: not available 4. Information on the operation of the STP (as of 01.01.2023) discharged waste water per year, thousand cubic metres - total: 0 - without treatment: 0 - insufficiently treated: 0 - normatively clean (without cleaning): 0 - normatively treated at treatment plants: 0 - biological treatment: 0 - physical and chemical treatment: 0 - mechanical: 0 - capacity of treatment facilities, after which the waste water is discharged into water bodies: 0 including those that provide regulatory treatment: 0 capacity of treatment facilities, after treatment of which waste water is discharged to irrigation fields, terrain, filtration fields, storage tanks and cesspools: 0 | 1: Number of sewage treatment systems (STS): - actual - 0 - plan - 1 2. Method of wastewater treatment - actual - none - plan - MEH (1) / BIO (2) 3. Capacity of facilities after which wastewater is discharged to the surface water body (SWB) - actual - 0 thousand m3/day (0 million m3/year) - plan - 1.4 thousand m3/day (0.511 million m3/year) 4. Residual sediment (sludge) - actual - none - plan - treatment (partial recycling) 5. Stormwater drainage (SW) - collector-drainage water (rain and melt) - fact - not available - plan - treatment of storm water drainage system 6. Access to sanitation (connection of the population to the SSS (%) number of subscribers (population) of the territorial community (TC) - actual -0 % /0 thousand people - plan - 100% /5.5 thousand people 7. Climate neutrality - plan - installation of modern energy-saving equipment | Kelmenets village council | no | no | 5.5 | M5.3 Danube River Basin Region | M5.3.2 Prut River sub-basin | Chernivetska | Dniester | Kelmenetska | Viliya river Viliya river Viliya river Viliya | UA_M5.3.2_0237 UA_M5.3.2_0238 UA_M5.3.2_0239 | at risk without risk without risk | Not defined / Not defined / Not defined | Not defined / Not defined / Not defined | [7 empty] | 1.4 | [5 empty] | 31.43 | 44 |  |  | 44 | 2023 | Drinking Water Programme | state, local budgets, other budgets not prohibited by law | Kelmenetska community | 2025-2030 | average | The following villages will be connected to the SPS: Burdyug, Vovchynets, and Nelipivtsi. Nelipivtsi, Brailivka village, Lukachivka village. Lukachivka No design and development plan, approximate calculations made (expert opinion) | Kelmenetska community | 2023 р.
138 | 1, 2, 3 |  | 8.1.1., 8.1.2., 8.1.3 | 1, 4, 15, 21 | Construction of sewage treatment plants and drainage networks in Vashkivtsi village Vashkovetska community, Dnistrovskyi district, Chernivtsi region | General (mandatory) data about the STP operator: 1. Balance holder: Vashkovets village council 2. EDRPOU code: 04417889 3. Water user code: not available 4. Information on the operation of the STP (as of 01.01.2023) discharged waste water per year, thousand cubic metres - total: 0 - without treatment: 0 - insufficiently treated: 0 - normatively clean (without cleaning): 0 - normatively treated at treatment plants: 0 - biological treatment: 0 - physical and chemical treatment: 0 - mechanical: 0 - capacity of treatment facilities, after treatment of which the return (waste) water is discharged into water bodies: 0 including those that provide regulatory treatment: 0 capacity of treatment facilities, after treatment of which the return (waste) water is discharged to irrigation fields, terrain, filtration fields, storage tanks and cesspools: 0 | 1: Number of sewage treatment systems (STS): - actual - 0 - plan - 1 2. Method of wastewater treatment - actual - none - plan - MEH (1)/BIO (2) 3. Capacity of facilities after which wastewater is discharged to the surface water body (SWB) - actual - 0 thousand m3/day (0 million m3/year) - plan - 0.93 thousand m3/day (0.340 million m3/year) 4. Residual sediment (sludge) - actual - none - plan - treatment (partial recycling) 5. Stormwater drainage (SW) - collector-drainage water (rain and melt) - fact - not available - plan - treatment of storm water drainage system 6. Access to sanitation (connection of the population to the SSS (%) number of subscribers (population) of the territorial community (TC) - actual - 0 % / 0 thousand people - plan - 100% / 3.7 thousand people 7. Climate neutrality - plan - installation of modern energy-saving equipment | Vashkovetska village council | no | no | 3.7 | M5.3 Danube River Basin Region | M5.3.2 Prut River sub-basin | Chernivetska | Dniester | Vashkovetska | Lopatinka River | UA_M5.3.2_0242 | at risk | Not defined | Not defined |  | х | [5 empty] | 0.93 | [5 empty] | 31.82 | 29.6 |  |  | 29.6 | 2023 | Drinking Water of Ukraine Programme | state, local budgets, other budgets not prohibited by law | Vashkovetska community | 2025-2030 | average | There is no design and construction project, approximate calculations have been made (expert opinion) | BUVR of the Prut and Siret | 2023 р.
139 | 1, 2, 3 | - | 8.1.1., 8.1.2., 8.1.3 | 1, 4, 15, 21 | Construction of sewage treatment facilities in the city of Storozhynets Storozhynetska community Chernivtsi district, Chernivtsi region | General mandatory data on the STP operator: 1.Balance sheet holder: Municipal enterprise "Storozhynets housing and communal services" 2.EDRPOU code: 35221651 3.Water user code: 770293 4. Information on the operation of the STP (01.01.2023) Wastewater discharged per year thousand m3 in total: 150.6 - without treatment: 0 - insufficiently treated: 150.6 - normatively clean (without treatment): 0 - normatively treated at treatment plants: 0 - biological treatment: - Physical and chemical treatment: 0 - mechanical: 0 - capacity of treatment facilities after treatment from which waste water is discharged into water bodies: 670.0 including those that provide regulatory treatment: 0 - capacity of treatment facilities, after treatment of which wastewater is discharged to irrigation fields, filtration fields, storage tanks and cesspools: 0 | 1. Number of sewage treatment systems (STS) - actual - 2 - plan - 1 2. Method of wastewater treatment - actual - MECH (1)/BIO (2) - plan - MECH (1)/BIO (2)/TRO (3) 3. Capacity of facilities after which wastewater is discharged to the STP - actual - 1.8 thousand m3/day (0.670 million m3/year) - plan - 2.52 thousand m3/day (0.920 million m3/year) 4. Residual sludge (sludge) - actual - untreated (storage) - plan - treatment (partial processing) 5. Stormwater drainage (SWD) - collector-drainage water (rain and melt) - fact - absent - plan - treatment of stormwater drainage system 6. Access to sanitation (connection of the population to the SSS (%) number of subscribers (population) of the territorial community (TC) - actual - 62.0%/8.8 thousand people - plan - 71.0%/10.1 thousand people 7. Climate neutrality - actual - use of outdated pumping equipment - plan - replacement of equipment, installation of modern energy-saving equipment | Municipal Enterprise "Storozhynetske Housing and Communal Services" | no | no | 10.1 | M5.3 Danube River Basin Region | M5.3.3 Siret River sub-basin | Chernivetska | Chernivtsi | Storozhynetska | Siret River | UA_M5.3.3_0005 | at risk | Not defined | Not defined |  | х | [5 empty] | 2.52 | [5 empty] | 72.14 | 181.8 |  |  | 181.8 | 2023 р. | The Drinking Water of Ukraine Programme, the Comprehensive Environmental Protection Programme "Ecology" in Chernivtsi Oblast for 2022-2026, and the Development Strategy of the Storozhynets Territorial Community until 2027 | state, local budgets, other budgets not prohibited by law | Municipal Enterprise "Storozhynetske Housing and Communal Services" | 2025-2027 | average | Developed by the project team, 2017 | Storozhynetska community | 2023 р.
140 | 1, 2, 3 | - | 8.1.1., 8.1.2., 8.1.3 | 1, 4, 15, 21 | Construction of sewage treatment plants and drainage networks in the village of Lukavtsi Beregometska community Vyzhnytsia district, Chernivtsi region | General (mandatory) data on the STP operator: 1. Balance holder: Beregomet village council 2. EDRPOU code: 04416996 3. Water user code: not available 4. Information on the operation of the STP (as of 01.01.2023) discharged waste water per year, thousand cubic metres - Total: 0 - without treatment: 0 - insufficiently treated: 0 - normatively clean (without cleaning): 0 - normatively treated at treatment plants: 0 - biological treatment: 0 - physical and chemical treatment: 0 - capacity of wastewater treatment facilities, after which the waste water is discharged into water bodies: 0 including those that provide regulatory treatment: 0 - capacity of treatment facilities, after treatment of which wastewater is discharged to irrigation fields, filtration fields, storage tanks and cesspools: 0 | 1. Number of sewage treatment systems (STS) - actual - 0 - plan - 1 2. Method of wastewater treatment - actual - none - plan - MECH(1)/BIO(2) 3. Capacity of the facilities after which wastewater is discharged to the STP - actual - 0 thousand m3/day (0 million m3/year) - plan - 0.65 thousand m3/day (0.237 million m3/year) 4. Residual sediment (sludge) - actual - not available - plan - treatment (partial recycling) 5. Stormwater drainage (SW) - no water mechanical /MEH(1) - fact - none - plan - cleaning of the stormwater drainage system 6. Access to sanitation (connection of the population to the SSS (%) number of subscribers (population) of the territorial community (TC) - actual - 0%/0 thousand people - plan - 100%/2.6 thousand people 7. Climate neutrality - plan - installation of modern energy-saving equipment | Beregomet village council | no | no | 2.6 | M5.3 Danube River Basin Region | M5.3.3 Siret River sub-basin | Chernivetska | Vyzhnytskyi | Beregometska | Siret River | UA_M5.3.3_0005 | at risk | Not defined | Not defined |  | х | [5 empty] | 0.65 | [5 empty] | 32 | 20.8 |  |  | 20.8 | 2023 р. | Drinking Water Programme | state, local budgets, other budgets not prohibited by law | Beregometska community | 2025-2030 | average | No design and construction project Estimated calculations (expert opinion) | Beregometska community | 2023 р.
141 | 1, 2, 3 | - | 8.1.1., 8.1.2., 8.1.3 | 1, 4, 15, 21 | Construction of sewage treatment plants and drainage networks in Karapchiv village Karapchivska community, Chernivtsi district, Chernivtsi region | General (mandatory) data on the STP operator: 1. Balance sheet holder: Karapchiv village council 2. EDRPOU code: 04417091 3. Water user code: not available 4. Information on the operation of the STP (as of 01.01.2023) discharged waste water per year, thousand cubic metres - total: 0 - without treatment: 0 - insufficiently treated: 0 - normatively clean (without cleaning): 0 - normatively treated at treatment plants: 0 - biological treatment: 0 - physical and chemical treatment: 0 - mechanical: 0 - capacity of treatment facilities, after which the waste water is discharged into water bodies: 0.0 thousand cubic metres including those that provide regulatory treatment: 0 capacity of treatment facilities, after treatment of which return (waste) water is discharged to irrigation fields, terrain, filtration fields, storage tanks and cesspools: 0 | 1. Number of sewage treatment systems (STS): - actual - 0 - plan - 1 2. Method of wastewater treatment - actual - none - plan - MECH (1) / BIO (2) 3. Capacity of facilities after which wastewater is discharged to the surface water body (SWB) - actual - 0 thousand m3/day (0 million m3/year) - plan - 1.1 thousand m3/day (0.402 million m3/year) 4. Residual sediment (sludge) - actual - none - plan - treatment (partial recycling) 5. Stormwater drainage (SWD) - collector-drainage water (rain and melt) - fact - not available - plan - treatment of storm water drainage system 6. Access to sanitation (connection of the population to the SSS (%) number of subscribers (population) of the territorial community (TC) - actual - 0% / 0 thousand people - plan - 100% / 4.4 thousand people 7. Climate neutrality - plan - installation of modern energy-saving equipment | Karapchiv village council | no | no | 4.4 | M5.3 Danube River Basin Region | M5.3.3 Siret River sub-basin | Chernivetska | Chernivtsi | Karapchivska | Siret River | UA_M5.3.3_0005 | at risk | Not defined | Not defined |  | х | [5 empty] | 1.1 | [5 empty] | 32 | 35.2 |  |  | 35.2 | 2023 р. | Drinking Water of Ukraine Programme | state, local budgets, other budgets not prohibited by law | Karapchivska community | 2025-2030 | average | No design and construction project Estimated calculations (expert opinion) | Karapchivska community | 2023 р.
142 | 1, 2, 3 | - | 8.1.1., 8.1.2., 8.1.3 | 1, 4, 15, 21 | Construction of sewage treatment plants and drainage networks in the village of Panka Storozhynetska community, Chernivtsi district, Chernivtsi region | General (mandatory) data about the STP operator: 1. Balance sheet holder: Storozhynets City Council 2. EDRPOU code: 04062179 3. Water user code: not available 4. Information on the operation of the STP (as of 01.01.2023) discharged waste water per year, thousand cubic metres - total: 0 - without treatment: 0 - insufficiently treated: 0 - normatively clean (without treatment): 0 - normatively treated at treatment plants: 0 - biological treatment: 0 - physical and chemical treatment: 0 - mechanical: 0 - capacity of treatment facilities, after which the waste water is discharged into water bodies: 0 including those that provide regulatory treatment: 0 capacity of treatment facilities, after treatment of which the return (waste) water is discharged to irrigation fields, terrain, filtration fields, storage tanks and cesspools: 0 | Number of sewage treatment systems (STS): - actual - 0 - planned - 1 2. Method of wastewater treatment - actual - none - plan - MEH (1)/BIO (2) 3. Capacity of facilities after which wastewater is discharged to the surface water body (SWB) - actual - 0 thousand m3/day (0 million m3/year) - plan - 0.63 thousand m3/day (0.230 million m3/year) 4. Residual sediment (sludge) - actual - none - plan - treatment (partial recycling) 5. Stormwater drainage (SW) - collector-drainage water (rain and melt) - fact - not available - plan - treatment of storm water drainage system 6. Access to sanitation (connection of the population to the SSS (%) number of subscribers (population) of the territorial community (TC) - actual - 0 % / 0 thousand people - plan - 100 % / 2.5 thousand people 7. Climate neutrality - plan - installation of modern energy-saving equipment | Storozhynets City Council | no | no | 2.5 | M5.3 Danube River Basin Region | M5.3.3 Siret River sub-basin | Chernivetska | Chernivtsi | Storozhynetska | Siret River | UA_M5.3.3_0005 | at risk | Not defined | Not defined |  | х | [5 empty] | 0.63 | [5 empty] | 31.7 | 20 |  |  | 20 | 2023 р. | Drinking Water of Ukraine Programme, Storozhynets Territorial Community Development Strategy until 2027 | state, local budgets, other budgets not prohibited by law | Storozhynetska community | 2025-2027 | average | No design and construction project Estimated calculations (expert opinion) | Storozhynetska community | 2023 р.
143 | 1, 2, 3 | - | 8.1.1., 8.1.2., 8.1.3 | 1, 4, 15, 21 | Construction of sewage treatment plants and drainage networks in the village of Ropcha Storozhynetska community Chernivtsi district, Chernivtsi region | General (mandatory) data about the STP operator: 1. Balance sheet holder: Storozhynets City Council 2. EDRPOU code: 04062179 3. Water user code: not available 4. Information on the operation of the STP (as of 01.01.2023) discharged waste water per year, thousand cubic metres - total: 0 - without treatment: 0 - insufficiently treated: 0 - normatively clean (without treatment): 0 - normatively treated at treatment plants: 0 - biological treatment: 0 - physical and chemical treatment: 0 - mechanical: 0 - capacity of treatment facilities, after which the waste water is discharged into water bodies: 0 including those that provide regulatory treatment: 0 capacity of treatment facilities, after treatment of which the return (waste) water is discharged to irrigation fields, terrain, filtration fields, storage tanks and cesspools: 0 | 1. Number of sewage treatment systems (STS): - actual - 0 - plan - 1 2. Method of wastewater treatment - actual - none - plan - MECH (1) / BIO (2) 3. Capacity of facilities after which wastewater is discharged to the surface water body (SWB) - actual - 0 thousand m3/day (0 million m3/year) - plan - 0.85 thousand m3/day (0.310 million m3/year) 4. Residual sediment (sludge) - actual - none - plan - treatment (partial recycling) 5. Storm sewerage (SS) - collector-drainage water (rain and melt) - fact - not available - plan - treatment of storm water drainage system 6. Access to sanitation (connection of the population to the SSS (%), number of subscribers (population) of the territorial community (TC) - actual -0 % /0 thousand people - plan - 100%/3.4 thousand people 7. Climate neutrality - plan - installation of modern energy-saving equipment | Storozhynets City Council | no | no | 3.4 | M5.3 Danube River Basin Region | M5.3.3 Siret River sub-basin | Chernivetska | Chernivtsi | Storozhynetska | Siret River | UA_M5.3.3_0005 | at risk | Not defined | Not defined |  | х | [5 empty] | 0.85 | [5 empty] | 32 | 27.2 |  |  | 27.2 | 2023 р. | Drinking Water of Ukraine Programme, Storozhynets Territorial Community Development Strategy until 2027 | state, local budgets, other budgets not prohibited by law | Storozhynetska community | 2025-2027 | average | No design and construction project Estimated calculations (expert opinion) | Storozhynetska community | 2023 р.
144 | 1, 2, 3 | - | 8.1.1., 8.1.2., 8.1.3 | 1, 4, 15, 21 | Construction of sewage treatment plants and water disposal networks in the village of Stara Zhadova Storozhynetska community Chernivtsi district, Chernivtsi region | General (mandatory) data about the STP operator: 1. Balance sheet holder: Storozhynets City Council 2. EDRPOU code: 04062179 3. Water user code: not available 4. Information on the operation of the STP (as of 01.01.2023) discharged waste water per year, thousand cubic metres - total: 0 - without treatment: 0 - insufficiently treated: 0 - normatively clean (without treatment): 0 - normatively treated at treatment plants: 0 - biological treatment: 0 - physical and chemical treatment: 0 - mechanical: 0 - capacity of treatment facilities, after which the waste water is discharged into water bodies: 0 including those that provide regulatory treatment: 0 capacity of treatment facilities, after treatment of which the return (waste) water is discharged to irrigation fields, terrain, filtration fields, storage tanks and cesspools: 0 | Number of sewage treatment systems (STS): - actual - 0 - planned - 1 2. Method of wastewater treatment - actual - none - plan - MECH (1)/BIO (2) 3. Capacity of facilities after which wastewater is discharged to the surface water body (SWB) - actual - 0 thousand m3/day (0 million m3/year) - plan - 0.6 thousand m3/day (0.219 million m3/year) 4. Residual sediment (sludge) - actual - none - plan - treatment (partial recycling) 5. Stormwater drainage (SW) - collector-drainage water (rain and melt) - fact - not available - plan - treatment of storm water drainage system 6. Access to sanitation (connection of the population to the SSS (%) number of subscribers (population) of the territorial community (TC) - actual - 0 % / 0 thousand people - plan - 100% /2.4 thousand people 7. Climate neutrality - plan - installation of modern energy-saving equipment | Storozhynets City Council | no | no | 2.4 | M5.3 Danube River Basin Region | M5.3.3 Siret River sub-basin | Chernivetska | Chernivtsi | Storozhynetska | Siret River | UA_M5.3.3_0005 | at risk | Not defined | Not defined |  | х | [5 empty] | 0.6 | [5 empty] | 32 | 19.2 |  |  | 19.2 | 2023 р. | Drinking Water of Ukraine Programme, Storozhynets Territorial Community Development Strategy until 2027 | state, local budgets, other budgets not prohibited by law | Storozhynetska community | 2025-2027 | average | No design and construction project Estimated calculations (expert opinion) | Storozhynetska community | 2023 р.
145 | 1, 2, 3 | - | 8.1.1., 8.1.2., 8.1.3 | 1, 4, 15, 21 | Construction of sewage treatment plants and drainage networks in Berehomet village Berehometska community Vyzhnytskyi district, Chernivtsi region | General (mandatory) data on the STP operator: 1. Balance holder: Beregomet village council 2. EDRPOU code: 04416996 3. Water user code: not available 4. Information on the operation of the STP (as of 01.01.2023) discharged waste water per year, thousand cubic metres - Total: 0 - without treatment: 0 - insufficiently treated: 0 - normatively clean (without cleaning): 0 - normatively treated at treatment plants: 0 - biological treatment: 0 - physical and chemical treatment: 0 - capacity of wastewater treatment facilities, after which the waste water is discharged into water bodies: 0 including those that provide regulatory treatment: 0 - capacity of treatment facilities, after treatment of which wastewater is discharged to irrigation fields, filtration fields, storage tanks and cesspools: 0 | 1. Number of sewage treatment systems (STS) - actual - 0 - plan - 1 2. Method of wastewater treatment - actual - none - plan - MECH(1)/BIO(2) 3. Capacity of the facilities after which wastewater is discharged to the STP - actual - 0 thousand m3/day (0 million m3/year) - plan - 1.93 thousand m3/day (0.704 million m3/year) 4. Residual sediment (sludge) - actual - none - plan - treatment (partial recycling) 5. Stormwater drainage (SW) - no water mechanical /MEH(1) - fact - none - plan - cleaning of the storm water drainage system 6. Access to sanitation (connection of the population to the SSS (%) number of subscribers (population) of the territorial community (TC) - actual - 0%/0 thousand people - plan - 100%/7.7 thousand people 7. Climate neutrality - plan - installation of modern energy-saving equipment | Beregomet village council | no | no | 7.7 | M5.3 Danube River Basin Region | M5.3.3 Siret River sub-basin | Chernivetska | Vyzhnytskyi | Beregometska | Siret River | UA_M5.3.3_0005 | at risk | Not defined | Not defined |  | х | [5 empty] | 1.93 | [5 empty] | 31.92 | 61.6 |  |  | 61.6 | 2023 р. | Drinking Water Programme | state, local budgets, other budgets not prohibited by law | Beregometska community | 2025-2030 | average | No design and construction project Estimated calculations (expert opinion) | Beregometska community | 2023 р.
146 | 1, 2, 3 | - | 8.1.1., 8.1.2., 8.1.3 | 1, 4, 15, 21 | Construction of sewage treatment plants and drainage networks in the village of Myhove Berehometska community Vyzhnytsia district, Chernivtsi region | General (mandatory) data on the STP operator: 1. Balance holder: Beregomet village council 2. EDRPOU code: 04416996 3. Water user code: not available 4. Information on the operation of the STP (as of 01.01.2023) discharged waste water per year, thousand cubic metres - Total: 0 - without treatment: 0 - insufficiently treated: 0 - normatively clean (without cleaning): 0 - normatively treated at treatment plants: 0 - biological treatment: 0 - physical and chemical treatment: 0 - capacity of wastewater treatment facilities, after which the waste water is discharged into water bodies: 0 including those that provide regulatory treatment: 0 - capacity of treatment facilities, after treatment of which wastewater is discharged to irrigation fields, filtration fields, storage tanks and cesspools: 0 | 1. Number of sewage treatment systems (STS) - actual - 0 - plan - 1 2. Method of wastewater treatment - actual - none - plan - MECH(1)/BIO(2) 3. Capacity of the facilities after which wastewater is discharged to the STP - actual - 0 thousand m3/day (0 million m3/year) - plan - 0.93 thousand m3/day (0.339 million m3/year) 4. Residual sediment (sludge) - actual - none - plan - treatment (partial recycling) 5. Stormwater drainage (SW) - no water mechanical /MEH(1) - fact - none - plan - cleaning of the storm water drainage system 6. Access to sanitation (connection of the population to the SSS (%) number of subscribers (population) of the territorial community (TC) - actual - 0%/0 thousand people - plan - 100%/3.7 thousand people 7. Climate neutrality - plan - installation of modern energy-saving equipment | Beregomet village council | no | no | 3.7 | M5.3 Danube River Basin Region | M5.3.3 Siret River sub-basin | Chernivetska | Vyzhnytskyi | Beregometska | Siret River | UA_M5.3.3_0005 | at risk | Not defined | Not defined |  | х | [5 empty] | 0.93 | [5 empty] | 31.83 | 29.6 |  |  | 29.6 | 2023 р. | Drinking Water Programme | state, local budgets, other budgets not prohibited by law | Beregometska community | 2025-2030 | average | No design and construction project Estimated calculations (expert opinion) | Beregometska community | 2023 р.
147 | 1, 2, 3 | - | 8.1.1., 8.1.2., 8.1.3 | 1, 4, 15, 21 | Construction of sewage treatment plants and drainage networks in Cherepkivtsi village Hlybotska community Chernivtsi district, Chernivtsi region | General (mandatory) data on the STP operator 1. Balance sheet holder: Hlyboka village council 2. EDRPOU code: 04417004 3. Water user code: not available 4. Information on the operation of the STP (as of 01.01.2023) discharged waste water per year, thousand cubic metres - Total: 0 - without treatment: 0 - insufficiently treated: 0 - normatively clean (without cleaning): 0 - normatively treated at treatment plants: 0 - biological treatment: 0 - physical and chemical treatment: 0 - capacity of wastewater treatment facilities, after which the waste water is discharged into water bodies: 0 including those that provide regulatory treatment: 0 - capacity of treatment facilities, after treatment of which waste water is discharged to irrigation fields, terrain, filtration fields, storage tanks and cesspools: 0 | 1. Number of sewage treatment systems (STS) - actual - 0 - plan - 1 2. Method of wastewater treatment - actual - none - plan - MECH(1)/BIO(2) 3. Capacity of the facilities after which wastewater is discharged to the STP - actual - 0 thousand m3/day (0 million m3/year) - plan - 0.53 thousand m3/day (0.193 million m3/year) 4. Residual sediment (sludge) - actual - none - plan - treatment (partial recycling) 5. Stormwater drainage (SW) - collector-drainage water (rain and melt) - fact - not available - plan - additional treatment of CS/ MEH(1)/BIO(2) 6. Access to sanitation (connection of the population to the SSS (%) number of subscribers (population) of the territorial community (TC) - actual - 0%/0 thousand people - plan - 18%/2.1 thousand people 7. Climate neutrality - actual - use of outdated pumping equipment - plan - replacement of equipment, installation of modern energy-saving equipment | Hlyboka village council | no | no | 2.1 | M5.3 Danube River Basin Region | M5.3.3 Siret River sub-basin | Chernivetska | Chernivtsi | Hlybotska | Siret River | UA_M5.3.3_0006 | at risk | Not defined | Not defined |  | х | [5 empty] | 0.53 | [5 empty] | 31.7 | 16.8 |  |  | 16.8 | 2023 р. | Drinking Water of Ukraine Programme, Sustainable Development Strategy of Hlyboka Territorial Community for 2021-2029 | state, local budgets, other budgets not prohibited by law | Hlybotska community | 2025-2029 | average | No design and construction project Estimated calculations (expert opinion) | Hlybotska community | 2023 р.
148 | 1, 2, 3 | - | 8.1.1., 8.1.2., 8.1.3 | 1, 4, 15, 21 | Construction of sewage treatment facilities and water disposal networks in the village. Staryi Vovchynets Kamianets community Chernivtsi rayon Chernivtsi oblast | General (mandatory) data on the STP operator: 1. Balance holder: Kamianets village council 2. EDRPOU code: 04418340 3. Water user code: not available 4. Information on the operation of the STP (as of 01.01.2023) discharged waste water per year, thousand cubic metres - total: 0 - without treatment: 0 - insufficiently treated: 0 - normatively clean (without cleaning): 0 - normatively treated at treatment plants: 0 - biological treatment: 0 - physical and chemical treatment: 0 - mechanical - 0 - capacity of treatment facilities, after which the waste water is discharged into water bodies: 0 including those that provide regulatory treatment: 0 capacity of treatment facilities, after treatment of which waste water is discharged to irrigation fields, terrain, filtration fields, storage tanks and cesspools: 0 | 1. Number of sewage treatment systems (STS) : - actual - 0 - plan - 1 2. Method of waste water treatment - actual - none - plan - MECH(1)/BIO(2) 3. Capacity of the facilities after which wastewater is discharged to the STP - actual - 0 thousand m3/day (0 million m3/year) - plan - 2.5 thousand m3/day (0.913 million m3/year) 4. Residual sediment (sludge) - actual - not available - plan - treatment (partial recycling) 5. Stormwater drainage (SW) - collector-drainage water (rain and melt) - fact - not available - plan - treatment of storm water drainage system 6. Access to sanitation (connection of the population to the SSS (%) number of subscribers (population) of the territorial community (TC) - actual - 0%/0 thousand people - plan - 100%/9.8 thousand people 7. Climate neutrality - plan - installation of modern energy-saving equipment | Kamianets village council | no | no | 9.8 | M5.3 Danube River Basin Region | M5.3.3 Siret River sub-basin | Chernivetska | Chernivtsi | Kamianetska | Siret River | UA_M5.3.3_0006 | at risk | Not defined | Not defined |  | х | [5 empty] | 2.5 | [5 empty] | 31.36 | 78.4 |  |  | 78.4 | 2023 р. | Drinking Water of Ukraine Programme, Kamianets Territorial Community Development Strategy until 2027 | state, local budgets, other budgets not prohibited by law | Kamianetska community | 2025-2027 | average | Kamianka, Bagrynivka, Staryi Vovchynets villages will be connected to the WSC. Staryi Vovchynets No design and development plan available Estimates made (expert opinion) | Kamianetska community | 2023 р.
149 | 1, 2, 3 | - | 8.1.1., 8.1.2., 8.1.3 | 1, 4, 15, 21 | Construction of sewage treatment plants and drainage networks in Petrychanka village, Suchevenska community, Chernivtsi district, Chernivtsi region | General (mandatory) data on the STP operator: 1. Balance sheet holder: Suchevenka village council 2. EDRPOU code: 04418506 3. Water user code: not available 4. Information on the operation of the STP (as of 01.01.2023) discharged waste water per year, million cubic metres - total: 0 - without treatment: 0 - insufficiently treated: 0 - normatively clean (without cleaning): 0 - normatively treated at treatment plants: 0 - biological treatment: 0 - physical and chemical treatment: 0 - mechanical: 0 - capacity of treatment facilities, after treatment of which the return (waste) water is discharged into water bodies: 0 including those that provide regulatory treatment:- - capacity capacity of treatment facilities, after treatment of which waste water is discharged to irrigation fields, terrain, filtration fields, storage tanks and cesspools: 0 | Number of sewage treatment systems (STS): - actual - 0 - planned - 1 2. Method of wastewater treatment - actual - none - plan - MECH (1) / BIO (2) 3. Capacity of facilities after which wastewater is discharged to the surface water body (SWB) - actual - 0 thousand m3/day (0 million m3/year) - plan - 0.75 thousand m3/day (0.274 million m3/year) 4. Residual sediment (sludge) - actual - none - plan - treatment (partial recycling) 5. Stormwater drainage (SW) - collector-drainage water (rain and melt) - fact - not available - plan - treatment of storm water drainage system 6. Access to sanitation (connection of the population to the SSS (%) number of subscribers (population) of the territorial community (TC) - actual - 0 % / 0 thousand people - plan - 100 % / 3.0 thousand people 7. Climate neutrality - plan - installation of modern energy-saving equipment | Suchevenka village council | no | no | 3 | M5.3 Danube River Basin Region | M5.3.3 Siret River sub-basin | Chernivetska | Chernivtsi | Suchevenskaya | Siret River | UA_M5.3.3_0006 | at risk | Not defined | Not defined |  | х | [5 empty] | 0.75 | [5 empty] | 32 | 24 |  |  | 24 | 2023 р. | Drinking Water Programme | state, local budgets, other budgets not prohibited by law | Suchevenskaya community | 2025-2030 | average | The following villages will be connected to the WSC: vlg. Sucheveny, Petrychanka, Proseka No design and development plan available Approximate calculations made (expert opinion) | Suchevenskaya community | 2023 р.
150 | 1, 2, 3 | - | 8.1.1., 8.1.2., 8.1.3 | 1, 4, 15, 21 | Construction of sewage treatment plants and drainage networks in the village. Stanovtsi Tarashanska community Chernivtsi district, Chernivtsi region | General (mandatory) data on the STP operator: 1. Balance holder: Tarashanska village council 2. EDRPOU code: 04418469 3. Water user code: not available 4. Information on the operation of the STP (as of 01.01.2023) discharged waste water per year, million cubic metres - total: 0 - without treatment: 0 - insufficiently treated: 0 - normatively clean (without cleaning): 0 - normatively treated at treatment plants: 0 - biological treatment: 0 - physical and chemical treatment: 0 - mechanical: 0 - capacity of treatment facilities, after treatment of which the return (waste) water is discharged into water bodies: 0 including those that provide regulatory treatment: 0 capacity of treatment facilities, after treatment of which the return (waste) water is discharged to irrigation fields, terrain, filtration fields, storage tanks and cesspools: 0 | 1. Number of sewage treatment systems (STS): - actual - 0 - plan - 1 2. Method of wastewater treatment - actual - none - plan - MECH (1) / BIO (2) 3. Capacity of facilities after which wastewater is discharged to the surface water body (SWB) - actual - 0 thousand m3/day (0 million m3/year) - plan - 1.3 thousand m3/day (0.475 million m3/year) 4. Residual sediment (sludge) - actual - none - plan - treatment (partial recycling) 5. Stormwater drainage (SW) - collector-drainage water (rain and melt) - fact - not available - plan - treatment of storm water drainage system 6. Access to sanitation (connection of the population to the SSS (%) number of subscribers (population) of the territorial community (TC) - actual - 0%/0 thousand people - plan - 100% /5.1 thousand people 7. Climate neutrality - plan - installation of modern energy-saving equipment | Tarashanka village council | no | no | 5.1 | M5.3 Danube River Basin Region | M5.3.3 Siret River sub-basin | Chernivetska | Chernivtsi | Tarashanska | Siret River | UA_M5.3.3_0006 | at risk | Not defined | Not defined |  | х | [5 empty] | 1.3 | [5 empty] | 31.38 | 40.8 |  |  | 40.8 | 2023 р. | Drinking Water Programme | state, local budgets, other budgets not prohibited by law | Tarashanskaya community | 2025-2030 | average | Tarashany, Pryvoroky, and Pryvoroky villages will be connected to the WSC. Stanytsia No design and construction documents available Approximate calculations have been made (expert opinion) | Tarashanskaya community | 2023 р.
151 | 1, 2, 3 | - | 8.1.1., 8.1.2., 8.1.3 | 1, 4, 15, 21 | Construction of sewage treatment plants and drainage networks in Turyatka village Tarashanska community Chernivtsi district, Chernivtsi region | General (mandatory) data on the STP operator: 1. Balance holder: Tarashanska village council 2. EDRPOU code: 04418469 3. Water user code: not available 4. Information on the operation of the STP (as of 01.01.2023) discharged waste water per year, million cubic metres - total: 0 - without treatment: 0 - insufficiently treated: 0 - normatively clean (without cleaning): 0 - normatively treated at treatment plants: 0 - biological treatment: 0 - physical and chemical treatment: 0 - mechanical: 0 - capacity of treatment facilities, after treatment of which the return (waste) water is discharged into water bodies: 0 including those that provide regulatory treatment: 0 capacity of treatment facilities, after treatment of which the return (waste) water is discharged to irrigation fields, terrain, filtration fields, storage tanks and cesspools: 0 | 1: Number of sewage treatment systems (STS): - actual - 0 - plan - 1 2. Method of wastewater treatment - actual - none - plan - MEH (1) / BIO (2) 3. Capacity of facilities after which wastewater is discharged to the surface water body (SWB) - actual - 0 thousand m3/day (0 million m3/year) - plan - 0.6 thousand m3/day (0.219 million m3/year) 4. Residual sediment (sludge) - actual - none - plan - treatment (partial processing) 5. Stormwater drainage (SW) - collector-drainage water (rain and melt) - fact - not available - plan - treatment of storm water drainage system 6. Access to sanitation (connection of the population to the SSS (%) number of subscribers (population) of the territorial community (TC) - actual -0 % /0 thousand people - plan - 100% /2.4 thousand people 7. Climate neutrality - plan - installation of modern energy-saving equipment | Tarashanka village council | no | no | 2.4 | M5.3 Danube River Basin Region | M5.3.3 Siret River sub-basin | Chernivetska | Chernivtsi | Tarashanska | Siret River | UA_M5.3.3_0006 | at risk | Not defined | Not defined |  | х | [5 empty] | 0.6 | [5 empty] | 32 | 19.2 |  |  | 19.2 | 2023 р. | Drinking Water Programme | state, local budgets, other budgets not prohibited by law | Tarashanskaya community | 2025-2030 | average | Turyatka and Polyana villages will be connected to the SPS No design and development plan available Approximate calculations (expert opinion) | Tarashanskaya community | 2023 р.
152 | 1, 2, 3 | - | 8.1.1., 8.1.2., 8.1.3 | 1, 4, 15, 21 | Construction of sewage treatment plants and water disposal networks in Terebleche village Tereblechenska community Chernivtsi district, Chernivtsi region | General (mandatory) data on the STP operator: 1. Balance sheet holder: Tereblechenske village council 2. EDRPOU code: 04418423 3. Water user code: not available 4. Information on the operation of the STP (as of 01.01.2023) discharged waste water per year, thousand cubic metres - total: 0 - without treatment: 0 - insufficiently treated: 0 - normatively clean (without cleaning): 0 - normatively treated at treatment plants: 0 - biological treatment: 0 - physical and chemical treatment: 0 - mechanical: 0 - capacity of treatment facilities, after which the waste water is discharged into water bodies: 0 including those that provide regulatory treatment:- - capacity capacity of treatment facilities, after treatment of which waste water is discharged to irrigation fields, terrain, filtration fields, storage tanks and cesspools: 0 | Number of sewage treatment systems (STS): - actual - 0 - planned - 1 2. Method of wastewater treatment - actual - none - plan - MECH (1) / BIO (2) 3. Capacity of facilities after which wastewater is discharged to the surface water body (SWB) - actual - 0 thousand m3/day (0 million m3/year) - plan - 0.73 thousand m3/day (0.266 million m3/year) 4. Residual sediment (sludge) - actual - none - plan - treatment (partial recycling) 5. Stormwater drainage (SW) - collector-drainage water (rain and melt) - fact - not available - plan - treatment of storm water drainage system 6. Access to sanitation (connection of the population to the SSS (%) number of subscribers (population) of the territorial community (TC) - actual - 0 %/0 thousand people - plan - 100%/2.9 thousand people 7. Climate neutrality - plan - installation of modern energy-saving equipment | Tereblechenske village council | no | no | 2.9 | M5.3 Danube River Basin Region | M5.3.3 Siret River sub-basin | Chernivetska | Chernivtsi | Tereblechenskaya | Siret River | UA_M5.3.3_0006 | at risk | Not defined | Not defined |  | х | [5 empty] | 0.73 | [5 empty] | 31.78 | 23.2 |  |  | 23.2 | 2023 р. | Drinking Water Programme | state, local budgets, other budgets not prohibited by law | Tereblechenskaya community | 2025-2030 | average | No design and construction project Estimated calculations (expert opinion) | Tereblechenskaya community | 2023 р.
153 | 1, 2, 3 | - | 8.1.1., 8.1.2., 8.1.3 | 1, 4, 15, 21 | Construction of sewage treatment plants and drainage networks in Bahna village, Vyzhnytsia community, Vyzhnytsia district, Chernivtsi region | General (mandatory) data on the CSC operator 1. Balance sheet holder: Vyzhnytsia City Council 2.EDRPOU code: 04062096 3.Water user code: not available 4.Information on the operation of the STP (01.01.2023) Wastewater discharged per year thousand m3 in total: 0 - without treatment: 0 - insufficiently treated - normatively clean (without treatment): 0 - normatively treated at treatment plants: 0 - biological treatment: 0 - physical and chemical treatment: 0 - capacity of treatment facilities after treatment from which wastewater is discharged into water bodies: 0 - including those that provide regulatory treatment: 0 - capacity of treatment facilities after which wastewater is discharged to irrigation fields, filtration fields, storage tanks and cesspools:0 | 1. Number of sewage treatment systems (STS) - actual - 0 - plan - 1 2. Method of wastewater treatment - actual - none - plan - MECH(1)/BIO(2) 3. Capacity of the facilities after which wastewater is discharged to the STP - actual - 0 thousand m3/day (0 million m3/year) - plan - 0.63 thousand m3/day (0.230 million m3/year) 4. Residual sediment (sludge) - actual - none - plan - treatment (partial recycling) 5. Stormwater drainage (SW) - collector-drainage water (rain and melt) - fact - not available - plan - treatment of storm water drainage system 6. Access to sanitation (connection of the population to the SSS (%) number of subscribers (population) of the territorial community (TC) - actual - 0%/0 thousand people - plan - 100%/2.5 thousand people 7. Climate neutrality - plan - installation of modern energy-saving equipment | Vyzhnytsia City Council | no | no | 8.49 | M5.3 Danube River Basin Region | M5.3.3 Siret River sub-basin | Chernivetska | Vyzhnytskyi | Vyzhnytska | Mihidra River | UA_M5.3.3_0013 | not at risk | Not defined | Not defined |  | х | [5 empty] | 0.63 | [5 empty] | 31.7 | 20 |  |  | 20 | 2023 р. | Drinking Water of Ukraine Programme, Vyzhnytsia Territorial Community Development Strategy until 2027 | state, local budgets, other budgets not prohibited by law | Vyzhnytska community | 2025-2027 | average | The following villages will be connected to the SPS: Bagna, Chereshenka No design and development plan available Estimates have been made (expert opinion) | Vyzhnytska community | 2023 р.
154 | 1, 2, 3 | - | 8.1.1., 8.1.2., 8.1.3 | 1, 4, 15, 21 | Construction of sewage treatment plants and water disposal networks in Verkhni Petrivtsi village, Petrovetska community, Chernivtsi district, Chernivtsi region | General (mandatory) data about the STP operator: 1. Balance sheet holder: Petrovetska village council 2. EDRPOU code: 014418067 3. Water user code: not available 4. Information on the operation of the STP (as of 01.01.2022) discharged waste water per year, thousand cubic metres - total: 0 - without treatment: 0 - insufficiently treated: 0 - normatively clean (without cleaning): 0 - normatively treated at treatment plants: 0 - biological treatment: 0 - physical and chemical: 0 - capacity of wastewater treatment facilities, after which the waste water is discharged into water bodies: 0 including those that provide regulatory treatment: 0 capacity of treatment facilities, after treatment of which waste water is discharged to irrigation fields, terrain, filtration fields, storage tanks and cesspools: 0 | 1: Number of sewage treatment systems (STS): - actual - 0 - plan - 1 2. Method of wastewater treatment - actual - none - plan - MEH (1) / BIO (2) 3. Capacity of facilities after which wastewater is discharged to the surface water body (SWB) - actual - 0 thousand m3/day (0 million m3/year) - plan - 2.0 thousand m3/day (0.730 million m3/year) 4. Residual sediment (sludge) - actual - not available - plan - treatment (partial recycling) 5. Stormwater drainage (SW) - collector-drainage water (rain and melt) - fact - not available - plan - treatment of storm water drainage system 6. Access to sanitation (connection of the population to the SSS (%) number of subscribers (population) of the territorial community (TC) - actual - 0% / 0 thousand people - plan - 100% /7.8 thousand people 7. Climate neutrality - plan - installation of modern energy-saving equipment | Petrovetska village council | no | no | 7.8 | M5.3 Danube River Basin Region | M5.3.3 Siret River sub-basin | Chernivetska | Chernivtsi | Petrovetska | Small Siret River | UA_M5.3.3_0029 | not at risk | Not defined | Not defined |  | х | [5 empty] | 2 | [5 empty] | 31.2 | 62.4 |  |  | 62.4 | 2023 р. | Drinking Water Programme | state, local budgets, other budgets not prohibited by law | Petrovetska community | 2025-2030 | average | Verkhni Petrivtsi and Nyzhni Petrivtsi villages will be connected to the WSC No design and development plan available Estimates made (expert opinion) | Petrovetska community | 2023 р.
155 | 1, 2, 3 | - | 8.1.1., 8.1.2., 8.1.3 | 1, 4, 15, 21 | Construction of sewage treatment plants and drainage networks in Davydivka village, Storozhynetska community, Chernivtsi district, Chernivtsi region | General (mandatory) data about the STP operator: 1. Balance sheet holder: Storozhynets City Council 2. EDRPOU code: 04062179 3. Water user code: not available 4. Information on the operation of the STP (as of 01.01.2023) discharged waste water per year, thousand cubic metres - total: 0 - without treatment: 0 - insufficiently treated: 0 - normatively clean (without treatment): 0 - normatively treated at treatment plants: 0 - biological treatment: 0 - physical and chemical treatment: 0 - mechanical: 0 - capacity of treatment facilities, after which the waste water is discharged into water bodies: 0 including those that provide regulatory treatment: 0 capacity of treatment facilities, after treatment of which the return (waste) water is discharged to irrigation fields, terrain, filtration fields, storage tanks and cesspools: 0 | 1: Number of sewage treatment systems (STS): - actual - 0 - plan - 1 2. Method of wastewater treatment - actual - none - plan - MEH (1) / BIO (2) 3. Capacity of facilities after which wastewater is discharged to the surface water body (SWB) - actual - 0 thousand m3/day (0 million m3/year) - plan - 2.2 thousand m3/day (0.803 million m3/year) 4. Residual sediment (sludge) - actual - none - plan - treatment (partial recycling) 5. Stormwater drainage (SW) - collector-drainage water (rain and melt) - fact - not available - plan - treatment of storm water drainage system 6. Access to sanitation (connection of the population to the SSS (%) number of subscribers (population) of the territorial community (TC) - actual - 0%/0 thousand people - plan - 100% /8.8 thousand people 7. Climate neutrality - plan - installation of modern energy-saving equipment | Storozhynets City Council | no | no | 8.8 | M5.3 Danube River Basin Region | M5.3.3 Siret River sub-basin | Chernivetska | Chernivtsi | Storozhynetska | Small Siret River | UA_M5.3.3_0029 | not at risk | Not defined | Not defined |  | х | [5 empty] | 2.2 | [5 empty] | 32 | 70.4 |  |  | 70.4 | 2023 р. | Drinking Water of Ukraine Programme, Storozhynets Territorial Community Development Strategy until 2027 | state, local budgets, other budgets not prohibited by law | Storozhynetska community | 2025-2027 | average | Banyliv Pidhirnyi village, Davydivka village, and Komarivske village will be connected to the SPS. Komarivskyi village Approximate calculations have been made (expert opinion) | Storozhynetska community | 2023 р.
156 | 1, 2, 3 | , | 8.1.1., 8.1.2., 8.1.3 | 1, 4, 15, 21 | Construction of sewage treatment plants and water disposal networks in Kupka Suchevenska village, Chernivtsi district, Chernivtsi region | General (mandatory) data on the STP operator: 1. Balance sheet holder: Suchevenka village council 2. EDRPOU code: 04418506 3. Water user code: not available 4. Information on the operation of the STP (as of 01.01.2023) discharged waste water per year, million cubic metres - total: 0 - without treatment: 0 - insufficiently treated: 0 - normatively clean (without cleaning): 0 - normatively treated at treatment plants:0,0 - biological treatment: 0 - physical and chemical treatment: 0 - mechanical: 0 - capacity of treatment facilities, after which the waste water is discharged into water bodies: 0 including those that provide regulatory treatment:- - capacity capacity of treatment facilities, after treatment of which waste water is discharged to irrigation fields, terrain, filtration fields, storage tanks and cesspools: 0 | 1. Number of sewage treatment systems (STS): - actual - 0 - plan - 1 2. Method of waste water treatment - actual - none - plan - MECH (1)/BIO (2) 3. Capacity of facilities after which wastewater is discharged to the surface water body (SWB) - actual - 0 thousand m3/day (0 million m3/year) - plan - 1.1 thousand m3/day (0.402 million m3/year) 4. Residual sludge (sludge) - actual - none - plan - treatment (partial recycling) 5. Stormwater drainage (SW) - collector-drainage water (rain and melt) - fact - not available - plan - treatment of storm water drainage system 6. Access to sanitation (connection of the population to the SSS (%) number of subscribers (population) of the territorial community (TC) - actual - 0 % / 0 thousand people - plan - 100 % / 4.4 thousand people 7. Climate neutrality - plan - installation of modern energy-saving equipment | Suchevenka village council | no | no | 4.4 | M5.3 Danube River Basin Region | M5.3.3 Siret River sub-basin | Chernivetska | Chernivtsi | Suchevenskaya | Small Siret River | UA_M5.3.3_0029 | not at risk | Not defined | Not defined |  | х | [5 empty] | 1.1 | [5 empty] | 32 | 35.2 |  |  | 35.2 | 2023 р. | Drinking Water Programme | state, local budgets, other budgets not prohibited by law | Suchevenskaya community | 2025-2030 | average | Korchivtsi village, Kupka village No design and engineering design is available Approximate calculations have been made (expert opinion) | Suchevenskaya community | 2023 р.
157 | 1, 2, 3 | - | 8.1.1., 8.1.2., 8.1.3 | 1, 4, 15, 21 | Construction of sewage treatment plants and water disposal networks in Budenets village, Chudeyska community, Chernivtsi district, Chernivtsi region | General (mandatory) data on the CCO operator: 0,0 1. Balance sheet holder: Chudey village council 2. EDRPOU code: 04416683 3. Water user code: not available 4. Information on the operation of the STP (as of 01.01.2023) discharged waste water per year, thousand cubic metres - total: 0 - without treatment: 0 - insufficiently treated,0 - normatively clean (without treatment): 0 - normatively treated at treatment plants: 0 - biological treatment: 0 - physical and chemical treatment: 0 - mechanical: 0 - capacity of treatment facilities, after which the waste water is discharged into water bodies: 0 including those that provide regulatory treatment: 0 capacity of treatment facilities, after treatment of which waste water is discharged to irrigation fields, terrain, filtration fields, storage tanks and cesspools: 0 | Number of sewage treatment systems (STS): - actual - 0 - planned - 1 2. Method of wastewater treatment - actual - none - plan - MECH (1)/BIO (2) 3. Capacity of facilities after which wastewater is discharged to the surface water body (SWB) - actual - 0 thousand m3/day (0 million m3/year) - plan - 0.68 thousand m3/day (0.248 million m3/year) 4. Residual sediment (sludge) - actual - none - plan - treatment (partial recycling) 5. Stormwater drainage (SW) - collector-drainage water (rain and melt) - fact - not available - plan - treatment of storm water drainage system 6. Access to sanitation (connection of the population to the SSS (%) number of subscribers (population) of the territorial community (TC) - actual -0 % /0 thousand people - plan - 100%/2.7 thousand people 7. Climate neutrality - plan - installation of modern energy-saving equipment | Chudey village council | no | no | 2.7 | M5.3 Danube River Basin Region | M5.3.3 Siret River sub-basin | Chernivetska | Chernivtsi | Chudeyskaya | Small Siret River | UA_M5.3.3_0029 | not at risk | Not defined | Not defined |  | х | [5 empty] | 0.68 | [5 empty] | 31.76 | 21.6 |  |  | 21.6 | 2023 р. | Drinking Water of Ukraine Programme | state, local budgets, other budgets not prohibited by law | Chudeyskaya community | 2025-2030 | average | Budenets and Cheresh villages will be connected to the SPS No feasibility study available Estimates have been made (expert opinion) | Chudeyskaya community | 2023 р.
158 | 1, 2, 3 | - | 8.1.1., 8.1.2., 8.1.3 | 1, 4, 15, 21 | Construction of sewage treatment plants and water disposal networks in Krasnoilsk village Krasnoilska community Chernivtsi district, Chernivtsi region | General (mandatory) data on the STP operator: 1. Balance sheet holder: Krasnoilsk village council 2. EDRPOU code: 04418127 3. Water user code: not available 4. Information on the operation of the STP (as of 01.01.2022) discharged waste water per year, million cubic metres - total: 0 - without treatment: 0 - insufficiently treated: 0 - normatively clean (without cleaning): 0 - normatively treated at treatment plants: 0 - biological treatment: 0 - physical and chemical treatment: 0 - capacity of treatment facilities, after which the waste water is discharged into water bodies: 0 including those that provide regulatory treatment: 0 capacity of treatment facilities, after treatment of which return (waste) water is discharged to irrigation fields, terrain, filtration fields, storage tanks and cesspools: 0 | 1. Number of sewage treatment systems (STS): - actual - 0 - plan -1 2. Method of wastewater treatment - actual - none - plan - MEH(1)/BIO(2)/TRO(3) 3. Capacity of facilities after which wastewater is discharged to the surface water body (SWB) - actual - 0 thousand m3/day (0 million m3/year) - plan - 2.63 thousand m3/day (0.960 million m3/year) 4. Residual sediment (sludge) - actual - not available - plan - treatment (partial recycling) 5. Stormwater drainage (SWD) - collector-drainage water (rain and melt) - fact - not available - plan - treatment of storm water drainage system 6. Access to sanitation (connection of the population to the SSS (%) number of subscribers (population) of the territorial community (TC) - actual - 0%/0 thousand people - plan - 100%/10.5 thousand people 7. Climate neutrality - plan - installation of modern energy-saving equipment | Krasnoilsk village council | No. | no | 10.5 | M5.3 Danube River Basin Region | M5.3.3 Siret River sub-basin | Chernivetska | Chernivtsi | Krasnoyilska | Siretel River | UA_M5.3.3_0043 | not at risk | Not defined | Not defined | Zubrovytsia Nature Reserve | х | [5 empty] | 2.63 | [5 empty] | 71.86 | 189 |  |  | 189 | 2023 р. | Drinking Water Programme | state, local budgets, other budgets not prohibited by law | Krasnoyilska community | 2025-2030 | average | The following villages will be connected to the SPS: Krasnoilsk, Stara Krasnoshora No feasibility study available Estimates have been made (expert opinion) | Krasnoyilska community | 2023 р.
159 | 1, 2, 3 | - | 8.1.1., 8.1.2., 8.1.3 | 1, 4, 15, 21 | Construction of sewage treatment plants and drainage networks in the village of Yizhivtsi Chudeyska community Chernivtsi district, Chernivtsi region | General (mandatory) data on the CCO operator: 0,0 1. Balance sheet holder: Chudey village council 2. EDRPOU code: 04416683 3. Water user code: not available 4. Information on the operation of the STP (as of 01.01.2023) discharged waste water per year, thousand cubic metres - total: 0 - without treatment: 0 - insufficiently treated,0 - normatively clean (without treatment): 0 - normatively treated at treatment plants: 0 - biological treatment: 0 - physical and chemical treatment: 0 - mechanical: 0 - capacity of treatment facilities, after which the waste water is discharged into water bodies: 0 including those that provide regulatory treatment: 0 capacity of treatment facilities, after treatment of which waste water is discharged to irrigation fields, terrain, filtration fields, storage tanks and cesspools: 0 | Number of sewage treatment systems (STS): - actual - 0 - planned - 1 2. Method of wastewater treatment - actual - none - plan - MECH (1)/BIO (2) 3. Capacity of facilities after which wastewater is discharged to the surface water body (SWB) - actual - 0 thousand m3/day (0 million m3/year) - plan - 1.53 thousand m3/day (0.558 million m3/year) 4. Residual sediment (sludge) - actual - none - plan - treatment (partial recycling) 5. Stormwater drainage (SW) - collector-drainage water (rain and melt) - fact - not available - plan - treatment of storm water drainage system 6. Access to sanitation (connection of the population to the SSS (%) number of subscribers (population) of the territorial community (TC) - actual -0 % / 0 thousand people - plan - 100% / 6.1 thousand people 7. Climate neutrality - plan - installation of modern energy-saving equipment | Chudey village council | no | no | 6,1 | M5.3 Danube River Basin Region | M5.3.3 Siret River sub-basin | Chernivetska | Chernivtsi | Chudeyskaya | Siretel River | UA_M5.3.3_0046 | not at risk | Not defined | Not defined |  | х | [5 empty] | 1.53 | [5 empty] | 31.89 | 48.8 |  |  | 48.8 | 2023 р. | Drinking Water Programme | state, local budgets, other budgets not prohibited by law | Chudeyskaya community | 2025-2030 | average | No design and construction project Estimated calculations (expert opinion) | Chudeyskaya community | 2023 р.
160 | 1, 2, 3 | - | 8.1.1., 8.1.2., 8.1.3 | 1, 4, 15, 21 | Construction of sewage treatment plants and water disposal networks in Chudey village Chudeyska community Chernivtsi district, Chernivtsi region | General (mandatory) data on the CCO operator: 0,0 1. Balance sheet holder: Chudey village council 2. EDRPOU code: 04416683 3. Water user code: not available 4. Information on the operation of the STP (as of 01.01.2023) discharged waste water per year, thousand cubic metres - total: 0 - without treatment: 0 - insufficiently treated,0 - normatively clean (without treatment): 0 - normatively treated at treatment plants: 0 - biological treatment: 0 - physical and chemical treatment: 0 - mechanical: 0 - capacity of treatment facilities, after which the waste water is discharged into water bodies: 0 including those that provide regulatory treatment: 0 capacity of treatment facilities, after treatment of which waste water is discharged to irrigation fields, terrain, filtration fields, storage tanks and cesspools: 0 | Number of sewage treatment systems (STS): - actual - 0 - planned - 1 2. Method of wastewater treatment - actual - none - plan - MECH (1) / BIO (2) 3. Capacity of facilities after which wastewater is discharged to the surface water body (SWB) - actual - 0 thousand m3/day (0 million m3/year) - plan - 1.6 thousand m3/day (0.584 million m3/year) 4. Residual sediment (sludge) - actual - none - plan - treatment (partial recycling) 5. Stormwater drainage (SWD) - collector-drainage water (rain and melt) - fact - not available - plan - treatment of storm water drainage system 6. Access to sanitation (connection of the population to the SSS (%) number of subscribers (population) of the territorial community (TC) - actual - 0 % / 0 thousand people - plan - 100 % 6.2 thousand people 7. Climate neutrality - plan - installation of modern energy-saving equipment | Chudey village council | no | no | 6,2 | M5.3 Danube River Basin Region | M5.3.3 Siret River sub-basin | Chernivetska | Chernivtsi | Chudeyskaya | Chudey River | UA_M5.3.3_0050 | not at risk | Not defined | Not defined |  | х | [5 empty] | 1.6 | [5 empty] | 31 | 49.6 |  |  | 49.6 | 2023 р. | Drinking Water Programme | state, local budgets, other budgets not prohibited by law | Chudeyskaya community | 2023-2025 | average | No design and construction project Estimated calculations (expert opinion) | Chudeyskaya community | 2023 р.
161 | 1, 2, 3 | - | 8.1.1., 8.1.2., 8.1.3 | 1, 4, 15, 21 | Construction of sewage treatment plants and water disposal networks in Oprysheny village, Hlybotska community, Chernivtsi district, Chernivtsi region | General (mandatory) data on the STP operator: 1. Balance holder: Hlyboka Village Council 2. EDRPOU code: 04417004 3. Water user code: not available 4. Information on the operation of the STP (as of 01.01.2023) discharged waste water per year, thousand cubic metres - total: 0 - without treatment: 0 - insufficiently treated: 0 - normatively clean (without cleaning): 0 - normatively treated at treatment plants: 0 - biological treatment: 0 - physical and chemical treatment: 0 - mechanical: 0 - capacity of treatment facilities, after which the waste water is discharged into water bodies: 0 including those that provide regulatory treatment:- - capacity capacity of treatment facilities, after treatment of which waste water is discharged to irrigation fields, terrain, filtration fields, storage tanks and cesspools: 0 | 1. Number of sewage treatment systems (STS) - actual - 0 - plan - 1 2. Method of wastewater treatment - actual - none - plan - MECH(1)/BIO(2) 3. Capacity of the facilities after which wastewater is discharged to the STP - actual - 0 thousand m3/day (0 million m3/year) - plan - 0.6 thousand m3/day (0.219 million m3/year) 4. Residual sediment (sludge) - actual - none - plan - treatment (partial recycling) 5. Stormwater drainage (SW) - collector-drainage water (rain and melt) - fact - not available - plan - treatment of storm water drainage system 6. Access to sanitation (connection of the population to the SSS (%) number of subscribers (population) of the territorial community (TC) - actual - 0%/0 thousand people - plan - 100%/2.4 thousand people 7. Climate neutrality - plan - installation of modern energy-saving equipment | Hlyboka village council | no | no | 2.4 | M5.3 Danube River Basin Region | M5.3.3 Siret River sub-basin | Chernivetska | Chernivtsi | Hlybotska | Kotovets HMWB | UA_M5.3.3_0051 | at risk | Not defined | Not defined | Chernivtsi Regional Landscape Park | х | [5 empty] | 0.6 | [5 empty] | 32 | 19.2 |  |  | 19.2 | 2023 р. | Drinking Water of Ukraine Programme, Sustainable Development Strategy of Hlyboka Territorial Community for 2021-2029 | state, local budgets, other budgets not prohibited by law | Hlybotska community | 2025-2029 | average | No design and construction project Estimated calculations (expert opinion) | Hlybotska community | 2023 р.
162 | 2, 4 |  | 8.1.2., 8.1.4. | 2, 3, 6, 7, 13, 17, 21, 24 | Establishment of water protection zones and coastal protection strips in the Chernivtsi region | Define the boundaries of water protection zones, coastal protection strips, beach areas and floodplains of small rivers, indicate them in land management documentation, urban planning documentation at the local and regional level, enter information on relevant restrictions on land use in the State Land Cadastre and mark these boundaries on the ground with information signs | Surveying of coastal protection strips along rivers with development of design and estimate documentation | Local governments are located within the sub-basins of the Prut and Siret | no | no | 0 | M5.3 Danube River Basin Region | M.5.3.2 Prut River Sub-basin, M.5.3.3 Siret River Sub-basin | Chernivtsi region | All districts of the Prut and Siret SSR within the region | 47community in the Prut and Siret SSR within the region | all SWBs | all SWBs | possibly at risk | Not defined | Not defined | Zubrovytsia Nature Reserve, Cheremosky Nature Reserve, Ryabchyk Nature Reserve, Chernivtsi Regional Landscape Park, Vyzhnytsia National Park | [5 empty] | + | [5 empty] | 47 | 5 | 235 |  |  | 235 | 2023 | The Flood Risk Management Plan for Certain Areas within the Danube River Basin Region for 2023-2030 was approved by by the Order of the Cabinet of Ministers of Ukraine of 8 October 2022 No. 895-p | State and local budgets, other | Local self-government bodies | 2025-2030 |  | No estimates have been made for the preparation of urban planning documentation for the STP. The cost of the work is approximate. | BUVR of the Prut and Siret | 2023
163 | 2, 4 |  | 8.1.2., 8.1.4. | 2, 3, 6, 7, 13, 17, 21, 24 | Establishment of water protection zones and coastal protection strips in Ivano-Frankivsk region | Define the boundaries of water protection zones, coastal protection strips, beach areas and floodplains of small rivers, indicate them in land management documentation, urban planning documentation at the local and regional level, enter information on relevant restrictions on land use in the State Land Cadastre and mark these boundaries on the ground with information signs | Surveying of coastal protection strips along rivers with development of design and estimate documentation | Local governments are located within the Prut river basin | no | no | 0 | M5.3 Danube River Basin Region | M5.3.2 Prut River sub-basin | Ivano-Frankivsk region | All districts of the Prut River SSR within the region | 27 communitys in the Prut SSR within the region | all SWBs | all SWBs | possibly at risk | Not defined | Not defined | Verkhovynskyi Reserve, Carpathian National Park, Hutsulshchyna National Park | [5 empty] | + | [5 empty] | 27 | 5 | 135 |  |  | 135 | 2023 | The Flood Risk Management Plan for Certain Areas within the Danube River Basin Region for 2023-2030 was approved by by the Order of the Cabinet of Ministers of Ukraine of 8 October 2022 No. 895-p | State and local budgets, other | Local self-government bodies | 2025-2030 |  | No estimates have been made for the preparation of urban planning documentation for the STP. The cost of the work is approximate. | BUVR of the Prut and Siret | 2023
164 | 4, 6, 9 |  | 8.1.4., 8.2.2., 8.3.1 | 8, 13, 14, 24 | Improvement of state accounting of water use within the areas of the Prut and Siret river sub-basins within the Chernivtsi and Ivano-Frankivsk regions | Improvement of state accounting of water use from surface and groundwater sources within Prut and Siretsub-basins . All water users will install or upgrade existing water metering devices with online data transmission to the State Agency of Water Resources archive. The purpose of this measure is to track water use and balance in real time. Effective water use accounting for the purpose of assessing the anthropogenic load on the basin and water use rationing. Display of measurement results (data) in real time; data archiving. Operation schedule: round-the-clock, continuously. | The metering system is a hardware and software complex consisting of primary metering devices, data transmission devices, receiving, processing, storing, archiving and providing access to information - the results of water use measurements. A set of measures consisting of the following items: - audit of the existing system - analysis of the current situation and decision-making on the necessary changes; - purchase, installation, adjustment, commissioning of the necessary primary devices and software and hardware for data collection and remote transmission; - development and implementation of a software and hardware server system for water use metering and data exchange. | Water user | no | no | 0 | M5.3 Danube River Basin Region | M.5.3.2 Prut River Sub-basin, M.5.3.3 Siret River Sub-basin | Chernivtsi and Ivano-Frankivsk regions | All districts | All communities | All SWBs and GWBs | All SWBs and GWBs | at risk | not defined | not defined | [6 empty] | + | [5 empty] | 292 | 8.3417808219178088E-2 | 24.358 |  |  | 24.358 | 2024 | National Programme "Drinking Water of Ukraine", Programmes of socio-economic development of enterprises (water users) and communities (utilities) | State, local budgets and other budgets are not prohibited by law. | Water user, local community, State Agency of Water Resources | 2025-2030 | high | The cost is approximate, the data on the number of water users is taken from open official sources of the State Agency of Water Resources of Ukraine | NGO "Ukrainian Water Association" | May 2024
ADDITIONAL MEASURES
1 | 9 |  | 8.3.3. | 14 | Research and inventory of the main wetland areas in the Chernivtsi region | 1 . Identification and comprehensive study of typical wetland ecosystems; 2. Formation of an official cadastre of wetlands with the publication of the cadastre on paper and electronic media; 3. Development of proposals for the use of the investigated wetland sites for the formation of the national ecological network, development of ecotourism and economic purposes. | Conducting conditioned scientific research using existing methods and author's innovations (aspects - hydrometry, hydrochemistry, aquatic plants, aquatic fauna, ecological status). | Local governments are located within the sub-basins of the Prut and Siret | no | no | 0 | M5.3 Danube River Basin Region | M.5.3.2 Prut River Sub-basin, M.5.3.3 Siret River Sub-basin | Chernivetska | All districts | Anywhere with wetlands | all SWBs | UA_M5.3.3 | at risk | not defined | not defined | Zubrovytsia Nature Reserve, Cheremosky Nature Reserve, Ryabchyk Nature Reserve, Chernivtsi Regional Landscape Park, Vyzhnytsia National Park | [13 empty] | 0.6 |  |  | 0.6 | 2023 р. | Comprehensive programme of environmental protection measures "Ecology" in Chernivtsi region for 2022-2026. | state, local budgets, other budgets not prohibited by law | Bukovinian Society of Naturalists | 2024-2025 |  | Approximate calculations have been made (expert opinion) | Bukovinian Society of Naturalists | 2023 р.
2 | 11 | - | 8.3.3. | 18 | Study of the current state of spread of invasive fish species in the sub-basins of the Prut and Siret rivers and their control | The event aims to comprehensively study and clarify the impact of invasive fish species in the Prut, Siret and Cheremosh rivers. The activity includes: - Gathering information on invasive species, including their quantitative and species characteristics, distribution areas and interaction with native fish fauna; - conducting an ecological analysis, namely studying the impact of invasive species on the ecosystem - changes in resource allocation, competition with native species; - studying the mechanism of spread of invasive species and their migration routes; - developing a strategy for controlling the spread and monitoring of invasive fish species. | Acquisition of fishing gear and specialised equipment for research on juvenile and adult invasive fish species | Office of the State Agency of Land Reclamation and Fisheries in Chernivtsi Oblast | no | no | 0 | M5.3 Danube River Basin Region | M.5.3.2 Prut River Sub-basin, M.5.3.3 Siret River Sub-basin | Chernivetska | Chernivtsi, Vyzhnytsia | All territorial communities of Chernivtsi and Vyzhnytsia districts within the sub-basins of the Prut and Siret rivers | all SWBs | UA_M5.3.3 | at risk | not defined | not defined | Zubrovytsia Nature Reserve, Verkhovynskyi Nature Reserve, Cheremosky Nature Reserve, Ryabchyk Nature Reserve, Chernivtsi Regional Landscape Park, Vyzhnytsia National Park, Carpathian National Park, Hutsulshchyna National Park | - |  | + | - | - | - | - | - | 1582 | - | - | - | 0.005 | 7.91 |  |  | 7.91 | 2023 |  | state, local budgets, other budgets not prohibited by law | Office of the State Agency of Land Reclamation and Fisheries in Chernivtsi Oblast | 2025-2030 |  | No design and construction project Estimated calculations (expert opinion) | Office of the State Agency of Land Reclamation and Fisheries in Chernivtsi Oblast | 2023
3 | 4 |  | 8.1.4 | KTM-14 | Monitoring the lowering of riverbeds in the Ukrainian part of the Prut and Siret sub-basins | Conducting research on the lowering of riverbeds in the Ukrainian part of the Prut and Siret sub-basins and scientific substantiation of measures to optimise the management of hydromorphological quality of young river landscapes | Conducting research within the Prut and Siret river sub-basins | Local executive authorities, local self-government bodies | No. | no | 0 | M5.3 Danube River Basin Region | M.5.3.2 Prut River Sub-basin, M.5.3.3 Siret River Sub-basin | Chernivtsi and Ivano-Frankivsk regions | All districts | All communities | All SWBs | UA_M5.3.3 | at risk | not defined | not defined | Zubrovytsia Nature Reserve, Verkhovynskyi Nature Reserve, Cheremosky Nature Reserve, Ryabchyk Nature Reserve, Chernivtsi Regional Landscape Park, Vyzhnytsia National Park, Carpathian National Park, Hutsulshchyna National Park | [5 empty] | + | [6 empty] | 2 | 12 |  |  | 12 | 2023-08-09 |  | State funds, funds of the regional ONPS fund, local budget funds, other sources of funding not prohibited by law | scientists, professional experts, organisations, universities | 2025-2030 |  | The cost of the work is approximate | Yuriy Fedkovych Chernivtsi National University | August 2023
4 | 1, 2, 3, 4, 6, 7, 9, 10 |  | 8.1.1., 8.1.2., 8.1.3., 8.1.4. | 13, 15, 21 | Educational activities in the sub-basins of the Prut and Siret rivers in Chernivtsi and Ivano-Frankivsk oblasts | Holding events to raise environmental awareness among the population: - holding events dedicated to the International Day of the Danube, the Day of the Prut and Siret; - holding drawing and photo contests on the topic of water resources; - organising seminars, conferences, training and roundtables; - holding environmental campaigns - coverage of topical issues of water resources and its real impact on human health. | The Prut and Siret river sub-basins within Ukraine cover 2 oblasts, which is 1.9% of the country's territory. The total population of the river sub-basins is 1.17 million people, which is 2.8% of the population of Ukraine. Involvement of the largest number of people in environmental activities: - shapes environmental awareness and deepens the environmental knowledge of children, pupils and students, and the local population; - fostering a careful and economical attitude to the nature of the native land; - fostering love for the native nature through the use of artistic and aesthetic perception of the environment; - coverage of topical issues of water resources and its real impact on human health. | Prut and Siret BUVR, local authorities | No. | no | 0 | M5.3 Danube River Basin Region | M.5.3.2 Prut River Sub-basin, M.5.3.3 Siret River Sub-basin | Chernivtsi and Ivano-Frankivsk regions | All districts | All communities | All SWBs | UA_M5.3.3 | at risk | not defined | not defined | Zubrovytsia Nature Reserve, Verkhovynskyi Nature Reserve, Cheremosky Nature Reserve, Ryabchyk Nature Reserve, Chernivtsi Regional Landscape Park, Vyzhnytsia National Park, Carpathian National Park, Hutsulshchyna National Park | [5 empty] | х | [5 empty] | 13 |  | 7.8 |  |  | 7.8 | July 2023 |  | State funds, funds of the regional ONPS fund, local budget funds, other sources of funding not prohibited by law | Prut and Siret RBMU, Dniester RBMU, Department of Ecology and Natural Resources of Chernivtsi and Ivano-Frankivsk Oblasts, Department of Education and Science of Chernivtsi and Ivano-Frankivsk Oblasts, Prut and Siret Basin Council, local communities | 2025-2030 |  | The cost of the work is approximate | BUVR of the Prut and Siret | July 2023
5 | 7 |  | 8.2.2. | 14 | Inventory of the observation wells network | Inspection of wells, determination of their technical condition | Survey of 43 observation points of the state-level monitoring network | State Geological Survey |  | No. |  | M5.3 Danube River Basin Region | M.5.3.2 Prut River Sub-basin, M.5.3.3 Siret River Sub-basin | Chernivtsi and Ivano-Frankivsk regions | All districts | All communities | All SWBs | UA_M5.3.3 | at risk | Not defined | Не визначено | Field sanitary protection zones (Zone I) | [5 empty] | yes | [5 empty] | 43 |  | 0.6 |  |  | 0.6 | 2024 |  | State budget, local budget, international programmes and grants | State Geological Survey |  |  | the cost is indicative (expert opinion) | State Geological Survey | 2024 p
6 | 7 |  | 8.2.2. | 14 | Performing remedial plugging or conservation based on the results of the inventory of the observation well network. Carrying out well workovers | Remedial plugging or mothballing of observation wells identified in the inventory of the observation well network. wells. | Conducting conservation, repair or remedial plugging based on the results of inspection and determination of the technical condition of 43 monitoring stations of the monitoring network. Workovers at wells with the established condition : repair of 6 wells with the determined condition | State Geological Survey |  | No. | 0 | M5.3 Danube River Basin Region | M.5.3.2 Prut River Sub-basin, M.5.3.3 Siret River Sub-basin | Chernivtsi and Ivano-Frankivsk regions | All districts | All communities | All SWBs | UA_M5.3.3 | at risk | Не визначено | Не визначено | Sanitary protection zones of the field (Zone I of the SPZ) | [13 empty] | 1 |  |  | 1 | 2024 |  | State budget, local budget, international programmes and grants | State Geological Survey |  |  | the cost is indicative (expert opinion) | State Geological Survey | 2024 р
7 | 6 |  | 8.2.1. | 14 | For non-pressure STPs that are subject to nitrogen compounds pollution from diffuse sources, arrange new observation points to characterise their quality condition at background sites | Drilling of observation wells | Drilling of observation wells for non-pressure GWB in areas of contamination | State Geological Survey |  | No. |  | M5.3 Danube River Basin Region | M.5.3.2 Prut River Sub-basin, M.5.3.3 Siret River Sub-basin | Chernivtsi and Ivano-Frankivsk regions | All districts | All communities | All SWBs | UA_M5.3.3 | at risk | Не визначено | Не визначено | [14 empty] | 0.4 |  |  | 0.4 | 2024 p. |  | State budget, local budget, international programmes and grants |  |  |  | the cost is indicative (expert opinion) | State Geological Survey | 2024
8 | 7 |  | 8.2.2. |  | Reassessment of operational groundwater reserves at water intakes where operational monitoring will be carried out | Identification of operational monitoring points, reassessment of operational groundwater reserves at water intakes where operational monitoring will be carried out | Reassessment of operational groundwater reserves at water intakes where operational monitoring will be carried out | Subsoil users | no | No. | 0 | M5.3 Danube River Basin Region | M.5.3.2 Prut River Sub-basin, M.5.3.3 Siret River Sub-basin | Chernivtsi and Ivano-Frankivsk regions | All districts | All communities | All SWBs | UA_M5.3.3 | not at risk | Не визначено | Не визначено | Field sanitary protection zones (Zone I) | [19 empty] | Subsoil user's funds |  |  |  | the cost is indicative (expert opinion) | State Geological Survey | 2024 р.
9 | 9 |  | 8.3.1. | 14, 23, 24 | Develop a Drought Management Plan (DMP) as a component of the RBMP | Development of a Drought Management Plan (DMP) in accordance with the Guidelines for the Preparation of Drought Management Plans (2015) and national regulations. The DMP should include the use of information from the European Drought Observatory (EDO), namely: statistical reporting, trends, forecasts, impacts and risk assessment by sector. | Develop a Drought Management Plan (DMP) in accordance with the Guidelines for the Preparation of Drought Management Plans (2015) and national regulations, taking into account the data of the European Drought Observatory (EDO). | MENR, SAWR, BUVR and ROVR together with NGOs (WWF Ukraine) of the country | no | no | - | all | M.5.3.2 Prut River Sub-basin, M.5.3.3 Siret River Sub-basin | Chernivtsi and Ivano-Frankivsk regions | All districts | all communitys | all SWBs | all SWBs | at risk | not defined | not defined | [6 empty] | yes | [5 empty] | 9 | [5 empty] | 2024 | RBMPs and RBMPs for each river basin district | State, local budgets and other budgets are not prohibited by law. | Water user, local community, State Agency of Water Resources | 2025-2030 | low | the measure applies to all basins/sub-basins and should be included in the PoM of all RBMPs | WWF Ukraine | 2024-05-02
10 | 9 |  | 8.3.1. | 14, 23, 24 | Collection and use of rainwater | Promote the practice of rainwater harvesting among community residents for further use for household purposes | Develop, analyse and summarise best practices/recommendations for rainwater harvesting and use and disseminate them to community groups and water users. | Nature conservation NGOs (WWF Ukraine) | no | no | - | all | M.5.3.2 Prut River Sub-basin, M.5.3.3 Siret River Sub-basin | Chernivtsi and Ivano-Frankivsk regions | All districts | all communitys | all SWBs | all SWBs | at risk | not defined | not defined | [6 empty] | yes | [11 empty] | 2024 | Socio-economic community development programmes | State, local budgets and other budgets are not prohibited by law. | Water user, local community | 2025-2030 | low | the measure applies to all basins/sub-basins and should be included in the PoM of all RBMPs | WWF Ukraine | 2024-05-02
11 | 9 |  | 8.3.1. | 14, 23, 24 | Collection and use of grey water | Promoting the practice of collecting grey water (used in showers, bathrooms, washbasins; except for toiletamong the residents further use for household purposes (for toilet, irrigation | Develop, analyse and summarise best practices/recommendations for grey water collection and use and disseminate them to households and water users. | Environmental NGOs, NGOs in cooperation with BUVR and ROVR | no | no | - | all | M.5.3.2 Prut River Sub-basin, M.5.3.3 Siret River Sub-basin | Chernivtsi and Ivano-Frankivsk regions | All districts | all communitys | all SWBs | all SWBs | at risk | not defined | not defined | [6 empty] | yes | [11 empty] | 2024 | Socio-economic community development programmes | State, local budgets and other budgets are not prohibited by law. | Water user, local community | 2025-2030 | low | the measure applies to all basins/sub-basins and should be included in the PoM of all RBMPs | WWF Ukraine | 2024-05-02
12 | 4, 9 |  | 8.3.1. | 14, 23, 24 | Development of a methodology for determining environmentally necessary releases (environmentally necessary flow) | Development of a methodology for determining the environmental flow for SWBs to maintain and develop biodiversity and achieve/maintain good ecological status of SWBs. | Development of a methodology for determining environmental flow Carry out environmental flow calculations for the SWB and design of environmental status calculations. | SAWR, SES of Ukraine together with relevant scientific institutions with the involvement of environmental NGOs (WWF Ukraine) | no | no | - | all | M.5.3.2 Prut River Sub-basin, M.5.3.3 Siret River Sub-basin | Chernivtsi and Ivano-Frankivsk regions | All districts | all communitys | all SWBs | all SWBs | at risk | not defined | not defined | [6 empty] | yes | [11 empty] | 2024 | Regional programmes of the ONPF and development strategies in all regions of the country | State, local budgets and other budgets are not prohibited by law. | Ministry of Ecology, DVA, SES of Ukraine (Central Emergency Response Team) | 2025-2028 |  | the measure applies to all basins/sub-basins and should be included in the PoM of all RBMPs | WWF Ukraine | 2024-05-02
13 | 4, 9 |  | 8.3.1. | 14, 23, 24 | Calculation of environmental runoff | Carry out environmental runoff calculations for SWB to achieve/maintain good ecological status of SWB | Calculate the environmental flow for the SWB | SAWR, SES of Ukraine together with relevant scientific institutions with the involvement of environmental NGOs (WWF Ukraine) | no | no | - | all | M.5.3.2 Prut River Sub-basin, M.5.3.3 Siret River Sub-basin | Chernivtsi and Ivano-Frankivsk regions | All districts | all communitys | all SWBs | all SWBs | at risk | not defined | not defined | [6 empty] | yes | [11 empty] | 2024 | Regional programmes of the ONPF and development strategies in all regions of the country | State, local budgets and other budgets are not prohibited by law. | Ministry of Ecology, DVA, SES of Ukraine (Central Emergency Response Team) | 2025-2028 |  | the measure applies to all basins/sub-basins and should be included in the PoM of all RBMPs | WWF Ukraine | 2024-05-02
14 | 1 ,2, 3, 4 |  | 8.1.1, 8.1.2., 8.1.3, 8.1.4. | 14 | Identification and designation of particularly valuable river stretches | Map particularly valuable river sections for all river basin districts and add to the Water Resources of Ukraine geoportal to achieve/maintain good ecological status of SWB | Development of a single geospatial data shapefile "Particularly valuable river sections" for all river basin districts and its placement on the geoportal "Water Resources of Ukraine" SAWR | SAWR, BUVR, ROVR in cooperation with relevant scientific institutions with the involvement of environmental NGOs (WWF Ukraine) | no | no | - | all | M.5.3.2 Prut River Sub-basin, M.5.3.3 Siret River Sub-basin | Chernivtsi and Ivano-Frankivsk regions | All districts | all communitys | all SWBs | all SWBs | at risk | not defined | not defined | [6 empty] | yes | [11 empty] | 2024 | Regional programmes of the ONPF and development strategies in all regions of the country | State, local budgets and other budgets are not prohibited by law. | TWO, BULL, ROAR | 2025-2030 |  | the measure applies to all basins/sub-basins and should be included in the PoM of all RBMPs | WWF Ukraine | 2024-05-02
15 | 4 |  | 8.1.4. | 14 | Create a database of barriers that impede the free flow of rivers and prioritise them for removal | Take an inventory of structures that impede the free flow of rivers and map them. Identify structures that, taking into account the identified strategic environmental objectives of the RBMP, should be dismantled. Demonstrate best practices for removing barriers to the free flow of rivers with the involvement of NGOs (WWF Ukraine). | Development of a geospatial data shapefile "Barriers to the free flow of rivers" for all river basin areas and its placement on the geoportal "Water Resources of Ukraine" SAWR | SAWR, BUVR, ROVR in cooperation with relevant scientific institutions with the involvement of environmental NGOs (WWF Ukraine) | no | no | - | all | M.5.3.2 Prut River Sub-basin, M.5.3.3 Siret River Sub-basin | Chernivtsi and Ivano-Frankivsk regions | All districts | all communitys | all SWBs | all SWBs | at risk | not defined | not defined | [6 empty] | yes | [11 empty] | 2024 | Regional programmes of the ONPF and development strategies in all regions of the country | State, local budgets and other budgets are not prohibited by law. | TWO, BULL, ROAR | 2025-2030 |  | the measure applies to all basins/sub-basins and should be included in the PoM of all RBMPs | WWF Ukraine | 2024-05-02
16 | 7, 9 |  | 8.3.1. | 14, 22, 23, 24 | Developing recommendations for restoring the forest landscape of the river valley | Develop a regulatory document on the reforestation of floodplain forests for the areas where they are present in accordance with the regulatory framework, including the development of a methodology for restoring floodplain forests to achieve/maintain good ecological status of SWB. | Development and implementation of regulations, methodological recommendations, and best practices for restoring floodplain forests to achieve/maintain good ecological condition of SWB. | State Forestry Agency, SAWR, BUVR, ROVR together with relevant scientific institutions with the involvement of environmental NGOs (WWF Ukraine) | no | no | - | all | M.5.3.2 Prut River Sub-basin, M.5.3.3 Siret River Sub-basin | Chernivtsi and Ivano-Frankivsk regions | All districts | all communitys | all SWBs | all SWBs | at risk | not defined | not defined | [6 empty] | yes | [11 empty] | 2024 | State forest management strategy until 2035, regional programmes of the National Forestry Service and development strategies for all regions of the country | State, local budgets, other budgets not prohibited by law | Ministry of Environment, State Forestry Agency. State Agency of Water Resources | 2025-2030 |  | the measure applies to all basins/sub-basins and should be included in the PoM of all RBMPs | WWF Ukraine | 2024-05-02
17 | 1, 2, 3, 4, 6, 7, 9 |  | 8.1.1., 8.1.2., 8.1.3., 8.1.4, 8.2.1..8.3.1., 8.3.2. | 12, 13, 14, 15, 19, 21, 23, 24 | Development of educational materials for water consumers, water users and the public | Develop guidelines for sustainable water management for communities, including restoration of aquatic ecosystems and infrastructure for water and wastewater treatment in accordance with EU standards, and conduct information and awareness raising activities | Conducting information and educational activities on sustainable water management for local communities. | Environmental NGOs (WWF Ukraine) | no | no | - | all | M.5.3.2 Prut River Sub-basin, M.5.3.3 Siret River Sub-basin | Chernivtsi and Ivano-Frankivsk regions | All districts | all communitys | all SWBs | all SWBs | at risk | not defined | not defined | [6 empty] | yes | [11 empty] | 2024 | Local territorial programmes of the ONPF and community development strategies in all river basin districts | State, local budgets, other budgets not prohibited by law | BWR, the public, basin councils, within the framework of international technical assistance projects and other environmental initiatives | 2025-2030 |  | the event only concerns the sub-fables of the Tisza, Prut and Siret | WWF Ukraine | 2024-05-02
18 | 7, 9 |  | 8.3.1. | 14, 22, 23, 24 | Developing recommendations for restoring the forest landscape of the river valley | Use water-saving technologies and processes in sustainable harvesting practices, especially in mountainous areas, such as skidding with air rope machines, in accordance with the objectives of the State Forest Management Strategy until 2035 | Demonstration of best practices in harvesting water-saving technologies and processes, especially in mountainous areas, such as skidding with air rope machines, in line with the objectives of the State Forest Management Strategy until 2035 | State Forestry Agency, SAWR, BUVR, ROVR together with relevant scientific institutions with the involvement of environmental NGOs (WWF Ukraine) | no | no | - | all | M.5.3.2 Prut River Sub-basin, M.5.3.3 Siret River Sub-basin | Chernivtsi and Ivano-Frankivsk regions | All districts | all communitys | all SWBs | all SWBs | at risk | not defined | not defined | [6 empty] | yes | [11 empty] | 2024 | State forest management strategy until 2035, regional programmes of the National Forestry Service and development strategies for all regions of the country | State, local budgets, other budgets not prohibited by law | Ministry of Environment, State Forestry Agency. State Agency of Water Resources | 2025-2030 |  | the measure applies to all basins/sub-basins and should be included in the PoM of all RBMPs | WWF Ukraine | 2024-05-02
TOTAL: 182 MEASURES (MAIN - 164, ADDITIONAL - 18)

## Explanation.
Column no. | Explanation. | Comment. | Cell format
1 | GWPP according to the RBMP (section 2) |  | text
2 | Specification for GWPs in the "other" group (e.g. climate change impacts) | See the next comment (below). Use only 4 options - 8.3.1-8.3.4. | text
3 | Number of the event according to the structure of the application Resolution of the Cabinet of Ministers of Ukraine No. 336 | The Resolution does not have a detailed numbering of Section 8, so the following is proposed: | number
8. A complete list of programmes (plans) for the river basin or sub-basin area, their content and problems to be solved:
8.1. surface water:
8.1.1. measures aimed at reducing organic pollution (diffuse and point sources);
8.1.2. measures aimed at reducing pollution by nutrients (diffuse and point sources);
8.1.3. measures aimed at reducing pollution by hazardous substances (diffuse and point sources);
8.1.4. measures aimed at improving/restoring the hydrological regime and morphological indicators in case of disruption of the free flow of rivers, hydraulic connection between river channels and their floodplains, hydrological changes, modification of river morphology;
8.1.5. planned infrastructure projects and measures aimed at reducing their impact on the state of surface waters;
8.2. groundwater:
8.2.1. measures aimed at reducing pollution (diffuse and point sources);
8.2.2. measures aimed at preventing groundwater depletion;
8.2.3. planned infrastructure projects and measures aimed at reducing their impact on groundwater;
8.3. other measures (Attention! The Resolution does not contain this detail!)
8.3.1. Climate change (low water, droughts, floods (measures should be harmonised with the approved Flood Risk Management Plans 2022-2030)).
8.3.2. Pollution of water bodies with solid household waste, including plastic;
8.3.3 Invasive species / biological pollution;
|  | 8.3.4. Impact of military operations (only measures not included in measures 8.1.1.-8.3.3.) | text
4 | Type(s) of measure(s) (KTM), according to EU WFD Reporting Guideline 35 | One of our measures (CMU) can be matched by several KTMs, for example, our 8.1. is matched by several KTM measures: 1, 4, 13, 16, 21, 22, 25. There is currently no need to fill in this field. | text
5 | Name of the event or a very general description |  | text
6 | More detailed description of the event | Depending on the name of the event, the description will be different. If it is a measure:Construction/reconstruction/modernisation of sewage treatment plants follows 1. Balance holder: name 2. EDRPOU code: Х 3. Water user code: Х 4. Information on the operation of the WSS (as of 01.01.2023) discharged waste water per year, thousand cubic metres - Total: Х - without treatment: Х - insufficiently treated: Х - normatively clean (without cleaning): Х - normatively treated at treatment plants: Х - biological treatment: Х - physical and chemical treatment: Х - capacity of treatment facilities, after which the waste water is discharged into water bodies: Х including those that provide regulatory treatment: Х capacity of treatment facilities, after treatment of which waste water is discharged to irrigation fields, terrain, filtration fields, storage tanks and cesspools: X , etc. (additional information) | text
7 | Technical details/details (where relevant) | 1. Number of sewage treatment systems (STS) - fact - plan2. Method of wastewater treatment - actual - MECH (mechanical) /BIO (biological) - plan - MECH(1)/BIO(2)/TRO (tertiary)3. Capacity of the facilities after which wastewater is discharged to the WWTP - actual - X thousand m3/day (X million m3/year) - plan - X thousand m3/day (X million m3/year)4. Residual sludge (sludge) - actual - untreated (storage) - plan - treatment (partial processing)5. Stormwater drainage (SW) - collector-drainage water (rain and melt) - fact - mechanical treatment (CD/mech) - plan - additional treatment (CD/MECH/BIO), development of a stormwater management plan.6. Access to sanitation (connection of the population to the SWS (%) number of subscribers (population) of the territorial community (TC) - actual - X% / X thousand people - plan - X% / X thousand people7. Climate neutrality - actual - use of outdated pumping equipment - plan - replacement of equipment, solar panels, etc. etc. (additional information) | text
8 | Name of the entity, form of ownership | form of ownership, for example, communal | text
9 | Is the event a restoration of wartime destruction (consequences of hostilities): physical destruction, disruption of the technological process?Yes/No |  | text
10 | Number of people affected by the event | It will primarily relate to measures related to the reconstruction or construction of WWTPs. If there are calculations or estimates of the population, insert a figure, otherwise write "0". | number
11 | Name of the river basin |  | text
12 | Name of the river sub-basin |  | text
13 | Area name |  | text
14 | Name of the district (including new changes / consolidation) |  | text
15 | Name of the territorial community |  | text
16 | Natural categories - river, lakes, transitional, coastal or artificial, significantly modified | For surface water - write the category of MWR, for groundwater - just indicate MWR | text
17 | Array code or codes, according to the Geoportal | There may be 2 or more issues in different IPOs | text
18 | Whether there is a risk of not achieving good condition of the array, according to the assessment (section 2 of the RBMP)At risk / No risk |  | text
19 | Ecological status of the MWR or quantitative status of the MWR according to monitoring data (Section 4 of the RBMP) |  | text
20 | Chemical state of WRM or WRMPs according to monitoring data (Section 4 of the RBMP) |  | text
21 | Type and name of the area to be protected |  | text
22 | Unit of measurement, e.g.m3/day, hectare, population,m3, km | Mark "+ the unit of measurement that applies to the measure (for example, for the measure on Reconstruction of sewage treatment plants, put "+ opposite m3/day | text
23 | Number of units of planned activity |  | number
24 | Investment cost per unit, e.g.m3/day, hectare, population,m3, km |  | number
25 | Number of units multiplied by the cost of investment per unit | 23 column * 24 column | number
26 | Unit cost of operation and maintenance (average per unit per year) |  | number
27 | Unit cost of operation and maintenance multiplied by 6 (years) |  | number
28 | Sum of investment cost and operation and maintenance cost | 25 column + 27 column | number
29 | Indicate the date on which the value was calculated | This will make it possible to take into account inflation and calculate the budget in Euros | text
30 | Which programme the event is related to (e.g., the national programme XXX, the international programme for post-war reconstruction of Ukraine...) |  | text
31 | What sources of funding will be used (e.g. state budget, local budget, EU financial instruments, donors, grants) |  | text
32 | Name of the organisation responsible for the implementation; the actual Customer of the work |  | text
33 | Timeframe for the implementation of the measure, year/month |  | text
34 | Priority ranking from 1 (high) to 3 (low) |  | text
35 | Additional important information, including the valuation |  | number
36 | Name of the business entity (authority, respondent), surname |  | text
37 | Date of submission of the proposal |  | text

## Letter1
Tarashanskaya TG | 10.1
Tereblechenskaya TG | 10.2
Toporivska TG | 10.5
Toporivska TG | 10.6
Office of the State Agency of Land Reclamation and Fisheries in Chernivtsi Oblast | 11.5
Khotynska TG | 11.9
Khotynska TG | 12.4
Chagorskaya TG | 12.9
Chagorska TG | 16.1
Chagorskaya TG | 20
Yuriy Fedkovych Chernivtsi National University | 55.8
Chudeyskaya TG | 260
Chudeyskaya TG | 739.4
Chudeyskaya TG | 760
Yaremche TG | 1170
Yaremche TG | 1170